## WEST TEXAS GAS
SITE QUESTIONS | [9 empty] | SEGMENT B QUESTIONS
SITE NUMBER For WGI Mainlines | WTG Station # | County | Does this site supply gas to customer/customers? | Average Monthly Volume in MCF s | Is there a building intended for human occupancy within 500 ft? | Is there a well defined outside gathering area within 300 ft? | Location | Lattitude | Longitude | Owner/operator of Segment B? | Status of Segment B | Decade of Segment B Installation | REG #1 MAKE | REG #1 MODEL | REG #2 MAKE | REG #2 MODEL | REG #3 MAKE | REG #3 MODEL | RELIEF #1 MAKE | RELIEF #1 MODEL | RELIEF #2 Make | RELIEF #2 MODEL | RELIEF #3 Make | RELIEF #3 MODEL | Odorant Equipment | Does this supply a WTG Dimp Distribution System? | Name of WTG Dimp Distribution System | # of Irrigation Services | # City Commericial & Public Authority Services | # Rural Commercial & Public Authority Services | # Rural Domestic Services | # City (Municiple) Domestic Services | Segment B Owner/Operator's Subject Matter Expert's Brief Overview of Meter Setting/Farm Tap Service Line | Is Segment B Covered by TIMP or DIMP?
SITE_NUMB | WTG_STAT_ | COUNTY | SUP_CUSTOM | AVG_VOLUM | B_I_F_H_O | GATH_AREA | LOCATION | LAT | LONG | OWN_OPER_B | STATUS | DECADE_B | REG_1_MAKE | REG_1_MODL | REG_2_MAKE | REG_2_MODL | REG_3_MAKE | REG_3_MODL | REL_1_MAKE | REL_1_MODL | REL_2_MAKE | REL_2_MODL | REL_3_MAKE | REL_3_MODL | ODOR_EQUIP | SUP_DISTRI | DIMP_SYS | IRR_SERV | CC_PA_SERV | RC_PA_SERV | RURAL_SERV | CITY_SERV | DESCIP_B | TIMP_DIMPB
EB0020 | 7070-1980 | BEAVER | Yes | 4.8 | Yes | NO | NW1/4SEC7-T4N-R24ECM | 36.8315 | -100.5182 | WEST TEXAS GAS | ACTIVE | 1940-1949 | FISHER | 046-2 | FISHER | 046-2 | NAT'L | 61R | NONE |  | NONE |  | NONE |  | WGI | NO |  |  |  |  | 1 |  |  | DIMP
EB0025 | 7070-1990 | BEAVER | Yes | 11.2 | No | Yes | SE1/4SEC6-T4N-R24ECM | 36.8377 | -100.5129 | WEST TEXAS GAS | ACTIVE | 2000-2009 | FISHER | 046-2 | FISHER | 046-2 | NONE |  | NONE |  | NONE |  | NONE |  | WGI | NO |  |  |  |  | 1 |  |  | DIMP
EB0045 | 7070-2010 | BEAVER | Yes | 7.8 | No | Yes | SW1/4SEC31-T5N-R23ECM | 36.8492 | -100.5124 | WEST TEXAS GAS | ACTIVE | 1940-1949 | RW | 041- | FISHER | 621P | NAT'L | 61R | NONE |  | NONE |  | NONE |  | WGI | NO |  |  |  | 1 | 1 |  |  | DIMP
EB0050 | 7070-2020 | BEAVER | Yes | 4.9 | No | Yes | SE1/4SEC36-T5N-R23ECM | 36.8533 | -100.5131 | WEST TEXAS GAS | ACTIVE | 1940-1949 | RW | 041- | FISHER | 621P | NAT'L | 61R | NONE |  | NONE |  | NONE |  | WGI | NO |  |  |  |  | 1 |  |  | DIMP
EB0055 | 7070-2070 | BEAVER | Yes | 10 | Yes | NO | NE1/4SEC36-T5N-R23ECM | 36.856 | -100.5131 | WEST TEXAS GAS | ACTIVE | 2000-2009 | FISHER | 046-2 | FISHER | 046-2 | NAT'L | 61R | NONE |  | NONE |  | NONE |  | WGI | NO |  |  |  |  | 1 |  |  | DIMP
EB0060 | 7070-2030 | BEAVER | Yes | 0 | No | NO | SE1/4SEC25-T5N-R23ECM | 36.8642 | -100.5131 | WEST TEXAS GAS | ACTIVE | 1940-1949 | RW | 041- | FISHER | 621 | NAT'L | 61R | NONE |  | NONE |  | NONE |  | WGI | NO |  |  |  |  | 1 |  |  | DIMP
EB0090 | 7070-2060 | BEAVER | Yes | 0 | Yes | Yes | NE1/4SEC14-T5N-R23ECM | 36.9062 | -100.531 | WEST TEXAS GAS | ACTIVE | 1940-1949 | RW | 041- | FISHER | 621P | NAT'L | 61R | NONE |  | NONE |  | NONE |  | WGI | NO |  |  |  | 1 |  |  |  | DIMP
EB0095 | 7070-2050 | BEAVER | Yes | 71.6 | Yes | Yes | NE1/4SEC14-T5N-R23ECM | 36.9053 | -100.531 | WEST TEXAS GAS | Inactive | 1940-1949 | NONE | NONE | NONE | NONE | NONE |  | NONE |  | NONE |  | NONE |  | WGI | NO |  |  |  | 1 |  |  |  | DIMP
EB0110 | 7070-1790 | BEAVER | Yes | 1.1 | Yes | NO | NE1/4SEC26-T5N-R23ECM | 36.8778 | -100.5313 | WEST TEXAS GAS | ACTIVE | Pre-1940 | FISHER | 046-2 | FISHER | 046-2 | NAT'L | 61R | NONE |  | NONE |  | NONE |  | WGI | NO |  |  |  |  | 1 |  |  | DIMP
EB0115 | 7070-1800 | BEAVER | Yes | 4.6 | Yes | NO | NW1/4SEC26-T5N-R23ECM | 36.8778 | -100.5425 | WEST TEXAS GAS | ACTIVE | Pre-1940 | RW | 041- | FISHER | 621P | NAT'L | 61R | NONE |  | NONE |  | NONE |  | WGI | NO |  |  |  |  | 1 |  |  | DIMP
EB0120 | 7070-1810 | BEAVER | Yes | 6.4 | Yes | NO | NW1/4SEC27-T5N-R23ECM | 36.8778 | -100.5635 | WEST TEXAS GAS | ACTIVE | Pre-1940 | RW | 041- | FISHER | 621 | NAT'L | 61R | NONE |  | NONE |  | NONE |  | WGI | NO |  |  |  |  | 1 |  |  | DIMP
EB0125 | 7070-1820 | BEAVER | Yes | 3.4 | Yes | NO | NW1/4SEC29-T5N-R23ECM | 36.8778 | -100.598 | WEST TEXAS GAS | ACTIVE | Pre-1940 | RW | 041- | FISHER | 620 | NAT'L | 61R | NONE |  | NONE |  | NONE |  | WGI | NO |  |  |  |  | 1 |  |  | DIMP
EB0140 | 7070-1830 | BEAVER | Yes | 4.2 | Yes | NO | NE1/4SEC25-T5N-R22ECM | 36.8778 | -100.6269 | WEST TEXAS GAS | ACTIVE | Pre-1940 | RW | 041- | FISHER | 627R | NAT'L | 61R | NONE |  | NONE |  | NONE |  | WGI | NO |  |  |  |  | 1 |  |  | DIMP
EB0145 | 7070-1840 | BEAVER | Yes | 0 | No | NO | NE1/4SEC28-T5N-R22ECM | 36.8776 | -100.6817 | WEST TEXAS GAS | ACTIVE | Pre-1940 | FISHER | 046-2 | FISHER | 046-2 | NONE |  | NONE |  | NONE |  | NONE |  | WGI | NO |  | 1 | [5 empty] | DIMP
EB0155 | 7070-1850 | BEAVER | Yes | 374.5 | No | NO | NW1/4SEC28-T5N-R22ECM | 36.8777 | -100.693 | WEST TEXAS GAS | ACTIVE | Pre-1940 | FISHER | 046-2 | NONE |  | NONE |  | NONE |  | NONE |  | NONE |  | WGI | NO |  | 1 | [5 empty] | DIMP
EB0160 | 7070-1860 | BEAVER | Yes | 302.9 | No | NO | SE1/4SEC20-T5N-R22ECM | 36.878 | -100.7021 | WEST TEXAS GAS | ACTIVE | Pre-1940 | FISHER | 041-2 | FISHER | 627R | NONE |  | NONE |  | NONE |  | NONE |  | WGI | NO |  | 1 | [5 empty] | DIMP
EB0165 | 7070-2730 | BEAVER | Yes | 35.5 | No | NO | SW1/4SEC20-T5N-R22ECM | 36.8779 | -100.7076 | WEST TEXAS GAS | ACTIVE | Pre-1940 | FISHER | 046-2 | FISHER | 046-2 | NONE |  | NONE |  | NONE |  | NONE |  | WGI | NO |  | 1 | [5 empty] | DIMP
EB0175 | 7070-1870 | BEAVER | Yes | 13.5 | No | NO | NE1/4SEC30-T5N-R22ECM | 36.8778 | -100.7114 | WEST TEXAS GAS | ACTIVE | Pre-1940 | FISHER | 041- | FISHER | 041- | NONE |  | NONE |  | NONE |  | NONE |  | WGI | NO |  |  |  |  | 1 |  |  | DIMP
EB0190 | 7070-1890 | BEAVER | Yes | 7.4 | Yes | NO | NW1/4SEC25-T5N-R21ECM | 36.8777 | -100.7464 | WEST TEXAS GAS | ACTIVE | Pre-1940 | FISHER | 041- | FISHER | 621 | NONE |  | NONE |  | NONE |  | NONE |  | WGI | NO |  |  |  |  | 2 |  |  | DIMP
EB0200 | 7070-2740 | BEAVER | Yes | 312.4 | No | NO | NW1/4SEC26-T5N- R21ECM | 36.8777 | -100.7651 | WEST TEXAS GAS | ACTIVE | Pre-1940 | FISHER | 046-2 | FISHER | 046-2 | NONE |  | NONE |  | NONE |  | NONE |  | WGI | NO |  | 1 | [5 empty] | DIMP
EB0205 | 7070-1910 | BEAVER | Yes | 5 | Yes | NO | NW1/4SEC28-T5N-R21ECM | 36.8776 | -100.8011 | WEST TEXAS GAS | ACTIVE | Pre-1940 | FISHER | 041- | FISHER | 462 | NAT'L | 61R | NONE |  | NONE |  | NONE |  | WGI | NO |  |  |  |  | 1 |  |  | DIMP
EB0225 | 7070-1920 | BEAVER | Yes | 6.3 | Yes | NO | NE1/4SEC30-T5N-R21ECM | 36.8776 | -100.8197 | WEST TEXAS GAS | ACTIVE | Pre-1940 | FISHER | 621 | NAT'L | 61R | NONE |  | NONE |  | NONE |  | NONE |  | WGI | NO |  |  |  |  | 1 |  |  | DIMP
EB0235 | 7070-1930 | BEAVER | Yes | 9 | Yes | NO | NE1/4SEC26-T5N-R20ECM | 36.8776 | -100.8625 | WEST TEXAS GAS | ACTIVE | Pre-1940 | FISHER | 046-2 | FISHER | 046-2 | NAT'L | 61R | NONE |  | NONE |  | NONE |  | WGI | NO |  |  |  |  | 1 |  |  | DIMP
EB0240 | 7070-1940 | BEAVER | Yes | 152.1 | No | NO | NW1/4SEC26-T5N-R20ECM | 36.8776 | -100.8646 | WEST TEXAS GAS | ACTIVE | Pre-1940 | FISHER | 046-2 | FISHER | 046-2 | NONE |  | NONE |  | NONE |  | NONE |  | WGI | NO |  | 1 | [5 empty] | DIMP
EB0250 | 7070-1950 | BEAVER | Yes | 60 | No | NO | NE1/4SEC27-T5N-R20ECM | 36.8776 | -100.8788 | WEST TEXAS GAS | ACTIVE | Pre-1940 | FISHER | 046-2 | FISHER | 046-2 | NONE |  | NONE |  | NONE |  | NONE |  | WGI | NO |  | 1 | [5 empty] | DIMP
EB0265 | 7070-2770 | BEAVER | Yes | 270 | No | NO | NE1/4SEC28-T5N-R20ECM | 36.8777 | -100.8958 | WEST TEXAS GAS | ACTIVE | Pre-1940 | FISHER | 046-2 | FISHER | 046-2 | NONE |  | NONE |  | NONE |  | NONE |  | WGI | NO |  | 1 | [5 empty] | DIMP
EB0270 | 7070-1960 | BEAVER | Yes | 3.2 | Yes | NO | NW1/4SEC28-T5N-R20ECM | 36.8776 | -100.9089 | WEST TEXAS GAS | ACTIVE | Pre-1940 | FISHER | 41 | FISHER | 627 | NAT'L | 61R | NONE |  | NONE |  | NONE |  | WGI | NO |  |  |  |  | 1 |  |  | DIMP
EB0280 |  | BEAVER | Yes | 0 | No | NO | SW1/4SEC20-5N-20ECM | 36.8778 | -100.9188 | WEST TEXAS GAS | ACTIVE | 2000-2009 | SENSUS | 046-2 | SENSUS | 046-2 | NONE |  | NONE |  | NONE |  | NONE |  | WGI | NO |  | 1 | [5 empty] | DIMP
EB0285 | 7070-1970 | BEAVER | Yes | 6.8 | Yes | NO | NW1/4SEC29-T5N-R20ECM | 36.8776 | -100.9274 | WEST TEXAS GAS | ACTIVE | Pre-1940 | FISHER | 046-2 | FISHER | 046-2 | NAT'L | 61R | NONE |  | NONE |  | NONE |  | WGI | NO |  |  |  |  | 1 |  |  | DIMP
EB0295 | 7070-2180 | BEAVER | Yes | 9.8 | Yes | NO | NE1/4SEC30-T5N-R20ECM | 36.8777 | -100.9311 | WEST TEXAS GAS | ACTIVE | Pre-1940 | FISHER | 046-2 | FISHER | 046-2 | FISHER | 61R | NONE |  | NONE |  | NONE |  | WGI | NO |  |  |  |  | 1 |  |  | DIMP
EB0305 | 7070-2160 | TEXAS | Yes | 0.8 | Yes | NO | NE1/4SEC26-T5N-R19ECM | 36.8776 | -100.9708 | WEST TEXAS GAS | ACTIVE | Pre-1940 | FISHER | 621 | NONE | 61R | NONE |  | RW | 163 | NONE |  | NONE |  | WGI | NO |  |  |  |  | 1 |  |  | DIMP
EB0310 | 7070-2150 | TEXAS | Yes | 4.6 | No | NO | SW1/4SEC23-T5N-R19ECM | 36.8796 | -100.9813 | WEST TEXAS GAS | ACTIVE | Pre-1940 | FISHER | 046-2 | FISHER | 046-2 | NAT'L | 61R | NONE |  | NONE |  | NONE |  | WGI | NO |  |  |  |  | 1 |  |  | DIMP
EB0315 | 7070-2140 | TEXAS | Yes | 12.1 | Yes | NO | NE1/4SEC27-T5N-R19ECM | 36.8776 | -100.9866 | WEST TEXAS GAS | ACTIVE | Pre-1940 | FISHER | 621 | FISHER | 046-2 | FISHER | 61R | FISHER | 289H | NONE |  | NONE |  | WGI | NO |  |  |  |  | 1 |  |  | DIMP
EB0320 | 7070-2130 | TEXAS | Yes | 289.9 | No | NO | NE1/4SEC27-T5N-R19ECM | 36.8776 | -100.9906 | WEST TEXAS GAS | ACTIVE | Pre-1940 | RW | 041- | FISHER | 621 | NONE |  | NONE |  | NONE |  | NONE |  | WGI | NO |  | 1 | [5 empty] | DIMP
EB0325 | 7070-2120 | TEXAS | Yes | 7.2 | No | NO | SW1/4SEC22-T5N-R19ECM | 36.8807 | -100.9989 | WEST TEXAS GAS | ACTIVE | Pre-1940 | FISHER | 046-2 | FISHER | 046-2 | NAT'L | 61R | NONE |  | NONE |  | NONE |  | WGI | NO |  |  |  |  | 1 |  |  | DIMP
EB0345 | 7070-2100 | TEXAS | Yes | 155 | No | NO | NW1/4SEC29-T5N-R19ECM | 36.8776 | -101.0355 | WEST TEXAS GAS | ACTIVE | Pre-1940 | FISHER | 046-1 | FISHER | 046-1 | NONE |  | FISHER | 289H | UNK | UNK | NONE |  | WGI | NO |  | 1 | [5 empty] | DIMP
EB0365 | 7070-2200 | TEXAS | Yes | 0.6 | Yes | NO | NE1/4SEC30-T5N-R18ECM | 36.8776 | -101.1504 | WEST TEXAS GAS | ACTIVE | Pre-1940 | FISHER | 046-1 | NONE | NONE | NONE |  | NONE |  | NONE |  | NONE |  | WGI | NO |  |  |  |  | 1 |  |  | DIMP
EB0380 | 7070-2750 | TEXAS | Yes | 857 | No | NO | NE1/4SEC3-T5N-R18ECM | 36.9341 | -101.0983 | WEST TEXAS GAS | ACTIVE | Pre-1940 | FISHER | 046-2 | FISHER | 046-2 | NONE |  | NONE |  | NONE |  | NONE |  | WGI | NO |  | 1 | [5 empty] | DIMP
EB0390 | 7070-2210 | TEXAS | Yes | 8.4 | No | NO | SW1/4SEC26-T5N-R17ECM | 36.8633 | -101.1982 | WEST TEXAS GAS | ACTIVE | Pre-1940 | FISHER | 046-1 | NONE | NONE | NONE |  | NONE |  | NONE |  | NONE |  | WGI | NO |  |  |  |  | 1 |  |  | DIMP
EB0395 | 7070-1770 | TEXAS | Yes | 28 | Yes | Yes | SW1/4SEC34-T5N-R17ECM | 36.8558 | -101.2121 | WEST TEXAS GAS | ACTIVE | 1990-1999 | FISHER | 627M (MONITOR) | FISHER | 627H | AMERICAN | 61R | FISHER | 289H | NONE |  | NONE |  | WGI | NO |  |  | 1 |  |  |  |  | DIMP
EB0400 | 7070-1780 | TEXAS | Yes | 29 | Yes | Yes | SW1/4SEC34-T5N-R17ECM | 36.855 | -101.2157 | WEST TEXAS GAS | ACTIVE | Pre-1940 | FISHER | 046-M (MONITOR) | FISHER | 046-1 | NONE |  | NONE |  | NONE |  | NONE |  | WGI | NO |  |  | 1 |  |  |  |  | DIMP
EB0405 | 7070-2220 | TEXAS | Yes | 5.9 | Yes | Yes | SE1/4SEC33-T5N-R17ECM | 36.8543 | -101.2168 | WEST TEXAS GAS | ACTIVE | Pre-1940 | NAT'L | 61R | NONE | NONE | NONE |  | NONE |  | NONE |  | NONE |  | WGI | NO |  |  |  |  | 1 |  |  | DIMP
EB0420 | 7070-2230 | TEXAS | Yes | 16.1 | No | NO | NWSEC3-T4N-R17ECM | 36.8485 | -101.2195 | WEST TEXAS GAS | ACTIVE | 1980-1989 | FISHER | 046- | FISHER | 046- | NONE |  | NONE |  | NONE |  | NONE |  | WGI | NO |  |  |  |  | 2 |  |  | DIMP
EB0425 | 7070-2250 | TEXAS | Yes | 14 | Yes | NO | NWSEC3-T4N-R17ECM | 36.8445 | -101.2238 | WEST TEXAS GAS | ACTIVE | 1980-1989 | FISHER | 046-2 | FISHER | 046-2 | NONE |  | FISHER | H203 | NONE |  | NONE |  | WGI | NO |  |  |  |  | 2 |  |  | DIMP
EB0440 | 7070-2270 | TEXAS | Yes | 1.1 | No | NO | SW1/4SEC4-T4N-R17ECM | 36.8389 | -101.2411 | WEST TEXAS GAS | ACTIVE | 1980-1989 | FISHER | 627H | FISHER | 627M | FISHER | 627R | MERCER |  | FISHER | H203 | NONE |  | WGI | NO |  |  |  |  | 1 |  |  | DIMP
EB0450 | 7070-1640 | TEXAS | Yes | 453 | No | NO | NW1/4SEC29-T4N-R17ECM | 36.7902 | -101.2593 | WEST TEXAS GAS | ACTIVE | 1980-1989 | NONE | NONE | NONE | NONE | NONE |  | NONE |  | NONE |  | NONE |  | WGI | NO |  |  |  | 1 |  |  |  | DIMP
EB0455 | 7070-2290 | TEXAS | Yes | 6.2 | No | NO | NW1/4SEC8-T4N-R17ECM | 36.8184 | -101.2716 | WEST TEXAS GAS | ACTIVE | 1980-1989 | FISHER | 630H | FISHER | 046-1 | FISHER | 046-1 | FISHER | H203 | FISHER | H203 | NONE |  | WGI | NO |  |  |  | 1 |  |  |  | DIMP
EB0460 | 7070-2300 | TEXAS | Yes | 89.9 | Yes | NO | SW1/413-4N-16ECM | 36.8117 | -101.2815 | WEST TEXAS GAS | Active | 2000-2009 | FISHER | 630H | FISHER | 046P | FISHER | 99-129 | FISHER | H203 | FISHER | H203 | FISHER | 289H | WGI | NO |  |  |  | 1 |  |  |  | DIMP
EB0465 | 7070-2310 | TEXAS | Yes | 4.5 | Yes | NO | NW1/4SEC24-T4N-R17ECM | 36.8031 | -101.2942 | WEST TEXAS GAS | ACTIVE | 1980-1989 | FISHER | 630H | FISHER | 046-1 | FISHER | 046-1 | FISHER | H203 | NONE |  | NONE |  | WGI | NO |  |  |  | 1 |  |  |  | DIMP
EB0470 | 7070-2610 | TEXAS | Yes | 153.8 | Yes | NO | NE1/4SEC27-T4N-R16ECM | 36.7901 | -101.3207 | WEST TEXAS GAS | Active | 1980-1989 | RW | 41 | FISHER | 046-1 | FISHER | 046-1 | FISHER | H203 | FISHER | H203 | NONE |  | WGI | No |  |  |  | 2 |  |  |  | DIMP
EB0475 | 7070-2310 | TEXAS | Yes | 3.8 | No | NO | NW1/4SEC24-T4N-R17ECM | 36.8031 | -101.2942 | WEST TEXAS GAS | ACTIVE | 1980-1989 | FISHER | 630H | FISHER | 046-1 | FISHER | 046-1 | FISHER | H203 | NONE |  | NONE |  | WGI | NO |  |  |  | 1 |  |  |  | DIMP
EB0480 | 7070-2330 | TEXAS | Yes | 16.8 | No | NO | SW1/4SEC12-T3N-R16ECM | 36.7336 | -101.3976 | WEST TEXAS GAS | ACTIVE | 1980-1989 | FISHER | 046-2 | FISHER | 046-2 | NONE |  | NONE |  | NONE |  | NONE |  | WGI | NO |  | 1 | [5 empty] | DIMP
EB0485 | 7070-2340 | TEXAS | Yes | 109.6 | No | NO | NE1/4SEC14-T3N-R15ECM | 36.7294 | -101.4083 | WEST TEXAS GAS | ACTIVE | 1980-1989 | FISHER | 046-1 | FISHER | 046-1 | FISHER | 61R | FISHER | 298H | FISHER | 289H | NONE |  | WGI | NO |  | 1 |  |  | 1 |  |  | DIMP
EB0490 | 7070-2780 | TEXAS | Yes | 259.7 | No | NO | NW1/4SEC14-T3N-R15ECM | 36.7291 | -101.4204 | WEST TEXAS GAS | ACTIVE | 1980-1989 | FISHER | 046-2 | FISHER | 046-2 | NONE |  | NONE |  | NONE |  | NONE |  | WGI | NO |  | 1 | [5 empty] | DIMP
EB0495 | 7070-2760 | TEXAS | Yes | 797.1 | No | NO | NE1/4SEC15-T3N-R15ECM | 36.729 | -101.4292 | WEST TEXAS GAS | ACTIVE | 1980-1989 | FISHER | 046-2 | FISHER | 046-2 | NONE |  | NONE |  | NONE |  | NONE |  | WGI | NO |  | 1 | [5 empty] | DIMP
EB0500 |  | TEXAS | Yes | 61603 | Yes | NO | NE1/4SEC21-3N-15ECM | 36.7106 | -101.4471 | WEST TEXAS GAS | Active | 1980-1989 | [12 empty] | WGI | NO |  |  |  | 1 |  |  |  | DIMP
EB0510 | 7070-1650 | TEXAS | Yes | 5764 | Yes | NO | NW1/4SEC33-T4N-R16ECM | 36.7755 | -101.3412 | WEST TEXAS GAS | ACTIVE | 1980-1989 | RW | 57S (MONITOR) | RW | 57S (MONTOR) | NONE |  | NONE |  | NONE |  | NONE |  | WGI | NO |  |  |  | 1 |  |  |  | DIMP
EB0520 | 7070-2350 | TEXAS | Yes | 1580.4 | Yes | NO | SW1/4SEC29-T4N-R16ECM | 36.7763 | -101.3679 | WEST TEXAS GAS | ACTIVE | Pre-1940 | FISHER | 046-1 | FISHER | 046-2 | NONE |  | NONE |  | FISHER | 1805 | NONE |  | WGI | NO |  | 1 | [5 empty] | DIMP
EB0525 | 7070-2380 | TEXAS | Yes | 27.5 | Yes | NO | SE1/4SEC30-T4N-R16ECM | 36.7763 | -101.3685 | WEST TEXAS GAS | ACTIVE | Pre-1940 | FISHER | 046-2 | FISHER | 046-2 | NONE |  | NONE |  | NONE |  | NONE |  | WGI | NO |  | 1 | [5 empty] | DIMP
EB0475 | 7070-2390 | TEXAS | Yes | 368.6 | No | NO | SW1/4SEC30-T4N-R16ECM | 36.7764 | -101.3843 | WEST TEXAS GAS | ACTIVE | Pre-1940 | RW | 041- | FISHER | 621P | NONE | NONE | FISHER | 1805-1 | NONE |  | NONE |  | WGI | NO |  | 1 | [5 empty] | DIMP
EB0535 | 7070-2400 | TEXAS | Yes | 9.5 | No | NO | SE1/4SEC25-T4N-R15ECM | 36.7764 | -101.3854 | WEST TEXAS GAS | ACTIVE | Pre-1940 | FISHER | 627 | FISHER | 621P | FISHER | 61R |  |  | NONE |  | NONE |  | WGI | NO |  | 1 | [5 empty] | DIMP
EB0540 | 7070-2410 | TEXAS | Yes | 509.4 | No | NO | NE1/4SEC36-T4N-R15ECM | 36.7761 | -101.3914 | WEST TEXAS GAS | ACTIVE | Pre-1940 | FISHER | 046-1 | FISHER | 621 | NONE |  | FISHER | 203 | FISHER | 289H | NONE |  | WGI | NO |  |  |  | 1 |  |  |  | DIMP
EB0545 | 7070-2420 | TEXAS | Yes | 224.8 | No | NO | SW1/4SEC25-T4N-R15ECM | 36.7764 | -101.3936 | WEST TEXAS GAS | ACTIVE | 1980-1989 | FISHER | 046-1 | FISHER | 046-2 | NONE |  | FISHER | 203 | NONE |  | NONE |  | WGI | NO |  | 1 | [5 empty] | DIMP
EB0550 | 7070-2440 | TEXAS | Yes | 423.6 | No | NO | SW1/4SEC26-T4N-R1ECM5 | 36.7764 | -101.3971 | WEST TEXAS GAS | ACTIVE | 1980-1989 | FISHER | 046-1 | FISHER | 621 | NONE |  | FISHER | 203H | FISHER | 289H | NONE |  | WGI | NO |  | 1 | [5 empty] | DIMP
EB0560 | 7070-1670 | TEXAS | Yes | 408 | No | NO | SW1/4SEC30-T4N-R15ECM | 36.7764 | -101.3969 | WEST TEXAS GAS | ACTIVE | 1990-1999 | RW | 57S (MONITOR) | RW | 57S (MONTOR) | NONE |  | NONE |  | NONE |  | NONE |  | WGI | NO |  |  |  | 1 |  |  |  | DIMP
EB0570 | 7070-2450 | TEXAS | Yes | 7.1 | No | NO | SE1/4SEC27-T4N-R15ECM | 36.7766 | -101.4272 | WEST TEXAS GAS | ACTIVE | Pre-1940 | RW | 041-2 | FISHER | 621 | NONE |  | NONE |  | FISHER | 203H | NONE |  | WGI | NO |  | 1 | [5 empty] | DIMP
EB0575 | 7070-2460 | TEXAS | Yes | 278.8 | No | NO | SW1/4SEC27-T4N-R1ECM5 | 36.7766 | -101.4322 | WEST TEXAS GAS | ACTIVE | Pre-1940 | FISHER | 046- | FISHER | 621 | NONE |  | NONE |  | NONE |  | NONE |  | WGI | NO |  | 1 | [5 empty] | DIMP
EB0580 | 7070-2480 | TEXAS | Yes | 6.1 | Yes | NO | NE1/4SEC5-T3N-R15ECM | 36.7561 | -101.4566 | WEST TEXAS GAS | ACTIVE | Pre-1940 | RW | 041- | FISHER | 621 | FISHER | 61R | NONE |  | FISHER | 1805 | NONE |  | WGI | NO |  | 1 | [5 empty] | DIMP
EB0595 | 7070-2470 | TEXAS | Yes | 283.1 | No | NO | SE1/4SEC29-T4N-R15ECM | 36.7767 | -101.4655 | WEST TEXAS GAS | ACTIVE | Pre-1940 | FISHER | 046-2 | FISHER | 621 | NONE |  | NONE |  | NONE |  | NONE |  | WGI | NO |  | 1 | [5 empty] | DIMP
EB0600 | 7070-2600 | TEXAS | Yes | 6.3 | Yes | NO | SE1/4SEC30-T4N-R15ECM | 36.7769 | -101.4788 | WEST TEXAS GAS | ACTIVE | 1990-1999 | RW | 041- | FISHER | 621 | NAT'L | 61R | NONE |  | NONE |  | NONE |  | WGI | NO |  |  |  |  | 1 |  |  | DIMP
EB0610 | 7070-2590 | TEXAS | Yes | 7.2 | Yes | NO | NE1/4SEC12-T3N-R14ECM | 36.7405 | -101.4923 | WEST TEXAS GAS | ACTIVE | Pre-1940 | RW | 041- | FISHER | 621P | NAT'L | 61R | NONE |  | NONE |  | NONE |  | WGI | NO |  |  |  |  | 1 |  |  | DIMP
EB0615 | 7070-2580 | TEXAS | Yes | 5.5 | Yes | NO | NE1/4SEC12-T3N-R14ECM | 36.74 | -101.4923 | WEST TEXAS GAS | ACTIVE | Pre-1940 | FISHER | 621P | NAT'L | 61R | NONE |  | NONE |  | NONE |  | NONE |  | WGI | NO |  |  |  |  | 1 |  |  | DIMP
EB0620 | 7070-2570 | TEXAS | Yes | 3.6 | Yes | NO | NE1/4SEC12-T3N-R14ECM | 36.7392 | -101.4923 | WEST TEXAS GAS | ACTIVE | Pre-1940 | FISHER | 046-2 | FISHER | 046-1 | NAT'L | 61R | UNK |  | UNK |  | NONE |  | WGI | NO |  |  |  |  | 1 |  |  | DIMP
EB0625 | 7070-2560 | TEXAS | Yes | 6.3 | Yes | NO | NE1/4SEC12-T3N-R14ECM | 36.738 | -101.4923 | WEST TEXAS GAS | ACTIVE | Pre-1940 | FISHER | 041- | FISHER | 621 | NAT'L | 61R | NONE |  | NONE |  | NONE |  | WGI | NO |  |  |  |  | 1 |  |  | DIMP
EB0636 | 7070-2530 | TEXAS | Yes | 26.8 | Yes | NO | SW1/4SEC13-T3N-R14ECM | 36.7252 | -101.4918 | WEST TEXAS GAS | ACTIVE | Pre-1940 | RW | 041- | FISHER | 041- | NONE |  | UNK |  | UNK |  | NONE |  | WGI | NO |  |  |  |  | 1 |  |  | DIMP
EB0640 | 7070-2850 | TEXAS | Yes | 203.9 | No | NO | SW1/4SEC13-T3N-R14ECM | 36.7237 | -101.4918 | WEST TEXAS GAS | ACTIVE | Pre-1940 | FISHER | 046-2 | FISHER | 046-2 | NONE |  | NONE |  | NONE |  | NONE |  | WGI | NO |  | 1 | [5 empty] | DIMP
EB0645 | 7070-2520 | TEXAS | Yes | 5.3 | Yes | NO | SW1/4SEC13-T3N-R14ECM | 36.7189 | -101.4921 | WEST TEXAS GAS | ACTIVE | Pre-1940 | FISHER | 621 | FISHER | 621 | NAT'L | 61R | NONE |  | NONE |  | NONE |  | WGI | NO |  |  |  |  | 1 |  |  | DIMP
EB0655 | 7070-2510 | TEXAS | Yes | 6.2 | Yes | NO | NE1/4SEC24-T3N-R14ECM | 36.7123 | -101.4923 | WEST TEXAS GAS | ACTIVE | Pre-1940 | RW | 041- | NAT'L | 61R | NONE |  | FISHER | 1805 | NONE |  | NONE |  | WGI | NO |  |  |  |  | 1 |  |  | DIMP
EB0660 | 7070-2500 | TEXAS | Yes | 0 | Yes | NO | SE1/4SEC24-T3N-R14ECM | 36.7113 | -101.4924 | WEST TEXAS GAS | INACTIVE | Pre-1940 | NONE | NONE | NONE | NONE | NONE |  | NONE |  | NONE |  | NONE |  | WGI | NO | [7 empty] | DIMP
EB0685 | 7070-2660 | TEXAS | Yes | 0.3 | Yes | NO | NW1/4SEC25-T3N-R14ECM | 36.704 | -101.5101 | WEST TEXAS GAS | ACTIVE | 2000-2009 | NAT'L | 61R | NONE |  | NONE |  | NONE |  | NONE |  | NONE |  | WGI | NO | NO |  |  |  | 1 |  |  | DIMP
EB0690 | 7070-2650 | TEXAS | Yes | 2.1 | Yes | NO | SW1/4SEC25-T3N-R14ECM | 36.7005 | -101.51 | WEST TEXAS GAS | ACTIVE | 2000-2009 | NAT'L | 61R | NONE |  | NONE |  | NONE |  | NONE |  | NONE |  | WGI | NO | NO |  |  |  | 1 |  |  | DIMP
EB0695 | 7070-2640 | TEXAS | Yes | 7.3 | Yes | NO | SW1/4SEC25-T3N-R14ECM | 36.6979 | -101.51 | WEST TEXAS GAS | ACTIVE | 2000-2009 | NAT'L | 61R | NONE |  | NONE |  | NONE |  | NONE |  | NONE |  | WGI | NO | NO |  |  |  | 1 |  |  | DIMP
ET-0005 | 7080-0830 | SHERMAN | Yes | 4000 | No | No | SE 1/4 Sec 3 PSL Blk 1 | 36.4881 | -102.1208 | WEST TEXAS GAS | Active | 1970-1979 | Fisher | 627-H | Fisher | 627-H | none | none | none | none | none | none | none | none | WGI | No |  | 1 | 0 | 0 | 0 | 0 | No Issues | DIMP
ET-0025 | 7080-0180 | SHERMAN | Yes | 3500 | No | No | NW 1/4 Section 194 GH&H Block 1C | 36.4736 | -101.9 | WEST TEXAS GAS | Active | 1960-1969 | Fisher | 630 Big Joe | none | none | none | none | Fisher | 289 HH | none | none | none | none | FROM WGI | NO |  | 1 | 0 | 0 | 0 | 0 | No Issues | DIMP
ET-0040 | 7080-0170 | SHERMAN | Yes | 440 | No | No | NW 1/4 Section 137 GH&H Block 1C | 36.4728 | -101.8333 | WEST TEXAS GAS | Active | 1960-1969 | Fisher | 046-2 | Fisher | 46 | none | none | Fisher | 1805 | none | none | none | none | FROM WGI | NO |  | 1 | 0 | 0 | 0 | 0 | No Issues | DIMP
ET-0095 | 7080-0220 | TEXAS | Yes | 10 | Yes | No | SW 1/4 Section 28 T1N R12E | 36.5167 | -101.7806 | WEST TEXAS GAS | Active | 1960-1969 | Rockwell | o41 | Fisher | 621 | none | none | Fisher | 1805 | Fisher | 1805 | none | none | FROM WGI | NO |  | 0 | 0 | 0 | 1 | 0 | No Issues | DIMP
ET-0100 | 7080-0230 | TEXAS | Yes | 10 | Yes | No | SW 1/4 Section 21 T1N R12E | 36.5308 | -101.7806 | WEST TEXAS GAS | Active | 1960-1969 | Rockwell | 041-2 | Fisher | 627 R | none | none | Fisher | 1805 | Fisher | 1805 | none | none | FROM WGI | NO |  | 0 | 0 | 0 | 1 | 0 | No Issues | DIMP
ET-0105 | 7080-0240 | TEXAS | Yes | 10 | Yes | No | NW 1/4 Section 21 T1N R12E | 36.5375 | -101.7806 | WEST TEXAS GAS | Active | 1960-1969 | Fisher | 046-2 | Fisher | 627 | none | none | Fisher | 1805 | Fisher | 1805 | none | none | FROM WGI | NO |  | 0 | 0 | 0 | 1 | 0 | No Issues | DIMP
ET-0115 | 7080-0350 | TEXAS | Yes | 220 | Yes | No | SW 1/4 Section 4 T1N R12E | 36.5705 | -101.7805 | WEST TEXAS GAS | Active | 1960-1969 | Rockwell | o41 | Fisher | 621 | none | none | none | none | none | none | none | none | FROM WGI | NO |  | 1 | 0 | 0 | 0 | 0 | No Issues | DIMP
ET-0130 |  | TEXAS | Yes | 30 | Yes | No | SE 1/4 Sec 3 T1N R12E | 36.5809 | -101.7449 | WEST TEXAS GAS | Active | 1960-1969 | Belgas | 627 | Belgas | 627 | none | none | Rockwell | OPSO VALVE | none | none | none | none | WGI | NO |  | 0 | 0 | 0 | 1 | 0 | No Issues | DIMP
ET-0140 | 7080-0250 | TEXAS | Yes | 10 | Yes | No | SW 1/4 Section 35 T2N R12E | 36.5881 | -101.7433 | WEST TEXAS GAS | Active | 1960-1969 | Rockwell | o41 | Fisher | 621 | none | none | Rockwell | OPSO VALVE | none | none | none | none | FROM WGI | NO |  | 0 | 0 | 0 | 1 | 0 | No Issues | DIMP
ET-0150 | 7080-0300 | TEXAS | Yes | 10 | Yes | No | SW 1/4 Section 31 T2N R13E | 36.5881 | -101.705 | WEST TEXAS GAS | Active | 1960-1969 | Rockwell | o41 | Fisher | 621 | none | none | Fisher | 1805 | Fisher | P145 | none | none | FROM WGI | NO |  | 0 | 0 | 0 | 1 | 0 | No Issues | DIMP
ET-0155 | 7080-0400 | TEXAS | Yes | 1000 | No | No | SW 1/4 Section 31 T2N R13E | 36.5881 | -101.7008 | WEST TEXAS GAS | Active | 1960-1969 | Fisher | o46 | Fisher | o46 | none | none | Fisher | P145 | Fisher | P145 | none | none | FROM WGI | NO |  | 1 | 0 | 0 | 0 | 0 | No Issues | DIMP
ET-0165 | 7080-0370 | TEXAS | Yes | 220 | No | No | SW 1/4 Section 33 T2N R13E | 36.5881 | -101.6644 | WEST TEXAS GAS | Active | 1960-1969 | Rockwell | o41 | Fisher | 621 | none | none | none | none | none | none | none | none | FROM WGI | NO |  | 1 | 0 | 0 | 0 | 0 | No Issues | DIMP
ET-0175 | 7080-0380 | TEXAS | Yes | 220 | No | No | SW 1/4 Section 34 T2N R13E | 36.5883 | -101.6539 | WEST TEXAS GAS | Active | 1960-1969 | Fisher | o46 | Fisher | o46 | none | none | Fisher | 289H | none | none | none | none | FROM WGI | NO |  | 1 | 0 | 0 | 0 | 0 | No Issues | DIMP
ET-0185 | 7080-0310 | TEXAS | Yes | 10 | Yes | No | SE 1/4 Section 34 T2N R13E | 36.5881 | -101.6442 | WEST TEXAS GAS | Active | 1960-1969 | Fisher | o46 | Fisher | o46 | none | none | Fisher | 289H | none | none | none | none | FROM WGI | NO |  | 0 | 0 | 0 | 1 | 0 | No Issues | DIMP
ET-0205 | 7080-0390 | TEXAS | Yes | 220 | No | No | NE 1/4 Seection 26 T1N R13E | 36.5297 | -101.6225 | WEST TEXAS GAS | Active | 1960-1969 | Rockwell | o42 | Fisher | 621 | none | none | none | none | none | none | none | none | FROM WGI | NO |  | 1 | 0 | 0 | 0 | 0 | No Issues | DIMP
ET-0215 | 7080-0340 | TEXAS | Yes | 200 | No | No | SW 1/4 Section 26 T1N R13E | 36.5164 | -101.6367 | WEST TEXAS GAS | Active | 1990-1999 | Fisher | 046-C | Fisher | 046-CM | Fisher 046-C | 046-C | none | none | none | none | none | none | FROM WGI | NO |  | 0 | 0 | 1 | 0 | 0 | No Issues | DIMP
ET-0235 | 7080-0320 | TEXAS | Yes | 500 | Yes | No | NE 1/4 Section 35 T2N R13E | 36.5953 | -101.625 | WEST TEXAS GAS | Active | 1960-1969 | Rockwell | 461-57S | Rockwell | 461-57S | none | none | N/A Monitor | none | none | none | none | none | FROM WGI | NO |  | 0 | 1 | 0 | 0 | 0 | No Issues | DIMP
ET-0250 | 7080-0200 | TEXAS | Yes | 30 | Yes | No | NE 1/4 Section 35 T2N R13E | 36.5956 | -101.6236 | WEST TEXAS GAS | Active | 1960-1969 | Rockwell | o41 | Fisher | o46 | none | none | Fisher | 289 H | none | none | none | none | FROM WGI | NO |  | 0 | 0 | 0 | 1 | 0 | No Issues | DIMP
ET-0270 | 7080-0410 | TEXAS | Yes | 450 | No | No | SE 1/4 Section 10 T2N R14E | 36.6492 | -101.5322 | WEST TEXAS GAS | Active | 1960-1969 | Rockwell | o41 | Fisher | 046-2 | none | none | Fisher | 289H | none | none | none | none | FROM WGI | NO |  | 1 | 0 | 0 | 0 | 0 | No Issues | DIMP
TEX-0020 | 7070-0010 | ELLIS | Yes | 54 | NO | NO | SW1/4SEC20-T21N-25WIM | 36.2755 | -99.9049 | WEST TEXAS GAS | ACTIVE | Unknown | FISHER | 046-2 | FISHER | 046-2 | NONE | NONE | NONE |  | NONE |  | NONE |  | KING TOOL 1-W 16OZ | NO |  | 1 | [5 empty] | DIMP
TEX-0030 | 7070-0020 | ELLIS | Yes | 0 | YES | NO | NE1/4SEC9-T18N-R23WIM | 36.0567 | -99.6562 | WEST TEXAS GAS | INACTIVE |  | NONE |  | NONE |  | NONE |  | NONE |  | NONE |  | NONE |  |  | NO |  | 1 | [5 empty] | DIMP
TEX-0040 | 7070-0030 | HARPER | Yes | 48 | NO | NO | SE1/4SEC34-T28N-R25WIM | 36.8606 | -99.8609 | WEST TEXAS GAS | ACTIVE | 1960-1969 | FISHER | 046-2 | FISHER | 046-2 | NONE |  | NONE |  |  |  | NONE |  | NONE IRR ONLY | NO |  | 1 | [5 empty] | DIMP
TEX-0050 | 7070-0040 | HARPER | Yes | 28.8 | NO | NO | SW1/4SEC35-T28N-R25WIM | 36.8632 | -99.8869 | WEST TEXAS GAS | ACTIVE | 1960-1969 | FISHER | 046-2 | FISHER | 046-2 | NONE |  | NONE |  | NONE |  | NONE |  | NONE IRR ONLY | NO |  | 1 | [5 empty] | DIMP
TEX-0060 | 7070-0050 | HARPER | Yes | 169.7 | NO | NO | NE1/4SEC 33-T28N-R25WIM | 36.8652 | -99.8975 | WEST TEXAS GAS | ACTIVE | 1960-1969 | FISHER | 627 | NONE | NONE | NONE |  | NONE |  | NONE |  | NONE |  | NONE IRR ONLY | NO |  | 1 | [5 empty] | DIMP
TEX-0070 | 7070-0060 | ELLIS | Yes | 81.4 | NO | NO | SE1/4SEC19-T21N-R23WIM | 36.2805 | -99.6975 | WEST TEXAS GAS | ACTIVE | 1960-1969 | FISHER | 630H | FISHER | 046-1 | NONE |  | FISHER | H203 | FISHER | H203 | NONE |  | NONE IRR ONLY | NO |  | 1 | [5 empty] | DIMP
TEX-0080 | 7070-0070 | ELLIS | Yes | 7 | YES | NO | SW1/4SEC25-T23N-R26WIM | 36.435 | -99.9409 | WEST TEXAS GAS | ACTIVE | 1960-1969 | FISHER | 046-2 | FISHER | 046-2 | NONE |  | NONE |  | NONE |  | NONE |  | KING TOOL 1-W 16OZ | NO |  |  |  |  | 1 |  |  | DIMP
TEX-0090 | 7070-0080 | BEAVER | Yes | 0 | YES | NO | NE1/4SEC11-T1N-R28ECM | 36.5709 | -100.0041 | WEST TEXAS GAS | Inactive |  | NONE |  |  |  | NONE | [5 empty] | NONE |  |  | NO |  |  |  |  | 1 |  |  | DIMP
TEX-0100 | 7070-0090 | BEAVER | Yes | 3.9 | NO | NO | NW1/4SEC19-T5N-R24ECM | 36.7846 | -100.506 | WEST TEXAS GAS | ACTIVE | 2000-2009 | RW | 041- | FISHER | 046-2 | NONE |  | NONE |  | NONE |  | NONE |  | KING TOOL 1-W 16OZ | NO |  |  |  |  | 1 |  |  | DIMP
TEX-0110 | 7070-0100 | BEAVER | Yes | 7.4 | NO | NO | SW1/4SEC28-T2N-R25ECM | 36.6056 | -100.3793 | WEST TEXAS GAS | ACTIVE | 1960-1969 | FISHER | 630H | FISHER | 630L | NONE |  | FISHER | H203 | FISHER | 289H | NONE |  | KING TOOL 1-W 16OZ | NO |  |  |  |  | 1 |  |  | DIMP
TEX-0120 | 7070-0110 | WOODWARD | Yes | 5.7 | NO | NO | NW1/4SEC8-T21N-R19WIM | 36.3125 | -99.2643 | WEST TEXAS GAS | ACTIVE | 1960-1969 | FISHER | 630H | FISHER | 722 | NONE |  | FISHER | H203 | FISHER | H203 | NONE |  | KING TOOL 1-W 16OZ | NO |  |  |  |  | 1 |  |  | DIMP
TEX-0130 | 7070-0120 | BEAVER | Yes | 22.9 | NO | NO | SE1/4SEC2-T3N-R23ECM | 36.7544 | -100.5492 | WEST TEXAS GAS | ACTIVE | 1960-1969 | FISHER | 046-1 | FISHER | 046-2 | NONE |  | MERCER | 8100 | FISHER | 289H | NONE |  | KING TOOL 1-W 16OZ | NO |  |  |  |  | 1 |  |  | DIMP
TEX-0140 | 7070-0130 | WOODWARD | Yes | 10.3 | NO | NO | NE1/4SEC31-T23N-R21WIM | 36.4336 | -99.4841 | WEST TEXAS GAS | ACTIVE | 1960-1969 | FISHER | 630H | FISHER | 046-2 | NONE |  | FISHER | H203 | NONE |  | NONE |  | KING TOOL 1-W 16OZ | NO |  |  |  |  | 1 |  |  | DIMP
TEX-0150 | 7070-0140 | BEAVER | Yes | 10.3 | NO | NO | NW1/4SEC21-T5N-R28ECM | 36.8872 | -100.0511 | WEST TEXAS GAS | ACTIVE | 1960-1969 | FISHER | 630H | FISHER | R722H | NONE |  | FISGHER | H203 | FISHER | 289H | NONE |  | KING TOOL 1-W 16OZ | NO |  |  |  |  | 1 |  |  | DIMP
TEX-0160 | 7070-0150 | ELLIS | Yes | 0 | NO | NO | NE1/4SEC11-T23N-R26WIM | 36.4922 | -99.946 | WEST TEXAS GAS | ACTIVE |  | NONE | REMOVED | NONE |  | NONE |  | NONE | N | NONE |  | NONE |  |  | NO |  |  |  |  | 1 |  |  | DIMP
TEX-0170 | 7070-0160 | BEAVER | Yes | 4.9 | NO | NO | SE1/4SEC18-T1N-R24ECM | 36.5438 | -100.5064 | WEST TEXAS GAS | ACTIVE | 1960-1969 | FISHER | 630H | FISHER | 722 | NONE |  | FISHER | H203 | FISHER | 289H | NONE |  | KING TOOL 1-W 16OZ | NO |  |  |  |  | 1 |  |  | DIMP
TEX-0180 | 7070-0170 | ELLIS | Yes | 397.4 | NO | NO | NW1/4SEC23-T24N-R26WIM | 36.5477 | -99.9582 | WEST TEXAS GAS | ACTIVE | 1960-1969 | FISHER | 046-2 | FISHER | 046-2 | NONE |  | NONE |  | NONE |  | NONE |  | KING TOOL 1-W 16OZ | NO |  |  |  |  | 1 |  |  | DIMP
TEX-0190 | 7070-0180 | BEAVER | Yes | 0 | NO | NO | SE1/4SEC24-T1N-R23ECM | 36.5299 | -100.5228 | WEST TEXAS GAS | ACTIVE | 1960-1969 | FISHER | 046-2 | FISHER | 046-2 | NONE |  | NONE |  | NONE |  | NONE |  | KING TOOL 1-W 16OZ | NO |  |  |  |  | 1 |  |  | DIMP
TEX-0200 | 7070-0200 | ELLIS | Yes | 10.5 | NO | NO | NW1/4SEC8-T3N-R23ECM | 36.7468 | -100.6101 | WEST TEXAS GAS | ACTIVE | 1960-1969 | FISHER | 630H | FISHER | 046-2 | NAT'L | 61R | MERCER | 8100 | NONE |  | NONE |  | KING TOOL 1-W 16OZ | NO |  |  |  |  | 1 |  |  | DIMP
TEX-0210 | 7070-0210 | BEAVER | Yes | 121.9 | NO | NO | SW1/4SEC7-T3N-R23ECM | 36.7358 | -100.6266 | WEST TEXAS GAS | ACTIVE | 2000-2009 | FISHER | 046-1 | FISHER | 046-1 | NONE |  | NONE |  | NONE |  | NONE |  | NONE IRR ONLY | NO |  | 1 | [5 empty] | DIMP
TEX-0220 | 7070-0220 | WOODWARD | Yes | 4.4 | NO | NO | NE1/4SEC22-T23N-R21WIM | 36.4588 | -99.439 | WEST TEXAS GAS | ACTIVE | 1960-1969 | FISHER | 630H | FISHER | 630L | NONE |  | NONE |  | FISHER | 289H | NONE |  | KING TOOL 1-W 16OZ | NO |  |  |  |  | 1 |  |  | DIMP
TEX-0230 | 7070-0230 | BEAVER | Yes | 0 | NO | NO | NW1/4SEC24-T1N-R27ECM | 36.5355 | -100.1086 | WEST TEXAS GAS | ACTIVE |  | NONE | REMOVED | NONE |  | NONE |  | NONE |  | NONE |  | NONE |  |  | NO |  |  |  |  | 1 |  |  | DIMP
TEX-0240 | 7070-0240 | HARPER | Yes | 5.2 | NO | NO | SW1/4SEC2-T27N-R23WIM | 36.8424 | -99.6534 | WEST TEXAS GAS | ACTIVE | 1960-1969 | FISHER | 046-2 | FISHER | 041-2 | NONE |  | NONE |  | NONE |  | NONE |  | KING TOOL 1-W 16OZ | NO |  |  |  |  | 1 |  |  | DIMP
TEX-0250 | 7070-0250 | ELLIS | Yes | 1.3 | NO | NO | NW1/4SEC21-T20N-R24WIM | 36.2017 | -99.7665 | WEST TEXAS GAS | ACTIVE | 1960-1969 | FISHER | 630H | FISHER | 627 | NONE |  | MERCER | 8100 | FISHER | 289H | NONE |  | KING TOOL 1-W 16OZ | NO |  |  |  |  | 1 |  |  | DIMP
TEX-0260 | 7070-0260 | BEAVER | Yes | 0 | NO | NO | NW1/4SEC6-T3N-R23ECM | 36.7517 | -100.6181 | WEST TEXAS GAS | ACTIVE | 1960-1969 | FISHER | 046-2 | FISHER | 046-2 | NONE |  | NONE |  | NONE |  | NONE |  | NONE IRR ONLY | NO |  | 1 | [5 empty] | DIMP
TEX-0270 | 7070-0270 | ELLIS | Yes | 0 | NO | NO | SE1/4SEC9-T22N-R25WIM | 36.073 | -99.6343 | WEST TEXAS GAS | INACTIVE |  | NONE | NONE | NONE | NONE | NONE |  | NONE |  | NONE |  | NONE |  |  | NO | [7 empty] | DIMP
TEX-0280 | 7070-0280 | BEAVER | Yes | 11.3 | NO | NO | NW1/4SEC18-T1N-R21ECM | 36.5554 | -100.8435 | WEST TEXAS GAS | ACTIVE | 1960-1969 | EQUMTR | 041-2 | EQUMTR | 046-2 | NONE | [5 empty] | NONE |  | KING TOOL 1-W 16OZ | NO |  |  |  |  | 1 |  |  | DIMP
TEX-0290 | 7070-0290 | ELLIS | Yes | 6.1 | NO | NO | NE1/4SEC9-T22N-R25WIM | 36.3964 | -99.8852 | WEST TEXAS GAS | ACTIVE | 1960-1969 | FISHER | 630H | FISHER | R722H | NONE |  | MERCER | 8100 | FISHER | 289H | NONE |  | KING TOOL 1-W 16OZ | NO |  |  |  |  | 1 |  |  | DIMP
TEX-0300 | 7070-0300 | BEAVER | Yes | 3.2 | NO | NO | SE1/4SEC26-T1N-R23ECM | 36.5177 | -100.5426 | WEST TEXAS GAS | ACTIVE | 1960-1969 | FISHER | 630H | FISHER | 630L | NONE | [5 empty] | NONE |  | KING TOOL 1-W 16OZ | NO |  |  |  |  | 1 |  |  | DIMP
TEX-0310 | 7070-0310 | ELLIS | Yes | 25.7 | YES | NO | NW1/4SEC5-T19N-R23WIM | 36.1522 | -99.6679 | WEST TEXAS GAS | ACTIVE | 2000-2009 | FISHER | 046-2 | FISHER | 046-2 | NONE |  | NONE |  | NONE |  | NONE |  | KING TOOL 1-W 16OZ | NO | [7 empty] | DIMP
TEX-0320 | 7070-0320 | HARPER | Yes | 390.7 | NO | NO | SE1/4SEC14-T3N-R22ECM | 36.7212 | -100.6509 | WEST TEXAS GAS | ACTIVE | 1960-1969 | FISHER | 630H | FISHER | 621P | NONE |  | FISHER | 289H |  |  | NONE |  | NONE IRR ONLY | NO |  | 1 | [5 empty] | DIMP
TEX-0330 | 7070-0330 | HARPER | Yes | 3.7 | NO | NO | NW1/4SEC24-T28N-R26WIM | 36.896 | -99.9624 | WEST TEXAS GAS | ACTIVE | 1960-1969 | FISHER | 630H | FISHER | 046-2 | NONE |  | FISHER | H203 | NONE |  | NONE |  | KING TOOL 1-W 16OZ | NO |  |  |  |  | 1 |  |  | DIMP
TEX-0340 | 7070-0340 | WOODWARD | Yes | 0 | NO | NO | NW1/4SEC2-T21N-R19WIM | 36.3295 | -99.1986 | WEST TEXAS GAS | INACTIVE |  | NONE | NONE | NONE | NONE | NONE |  | NONE |  | NONE |  | NONE |  |  | NO | [7 empty] | DIMP
TEX-0350 | 7070-0350 | BEAVER | Yes | 37.4 | NO | NO | NW1/4SEC33-T1N-R27ECM | 36.5143 | -100.1604 | WEST TEXAS GAS | ACTIVE | 2000-2009 | FISHER | 046-2 | NONE | NONE | NONE |  | NONE |  | NONE |  | NONE |  | KING TOOL 1-W 16OZ | NO | [7 empty] | DIMP
TEX-0360 | 7070-0360 | DEWEY | Yes | 0 | NO | NO | SE1/4SEC19-T19N-R19WIM | 36.1039 | -99.2626 | WEST TEXAS GAS | ACTIVE | 1960-1969 | NONE | NONE | NONE | NONE | NONE |  | NONE |  | NONE |  | NONE |  |  | NO |  |  |  |  | 1 |  |  | DIMP
TEX-0370 | 7070-0370 | ELLIS | Yes | 20 | YES | NO | NE1/4SEC5-T19N-R23WIM | 36.1522 | -99.6679 | WEST TEXAS GAS | ACTIVE | 2000-2009 | FISHER | 046-2 | FISHER | 046-2 | NONE |  | NONE |  | NONE |  | NONE |  | KING TOOL 1-W 16OZ | NO | [7 empty] | DIMP
TEX-0380 | 7070-0380 | ELLIS | Yes | 0 | NO | NO | SW1/4SEC17-T23N-R25WIM | 36.4656 | -99.91 | WEST TEXAS GAS | Inactive |  | NONE | NONE | NONE | NONE | NONE |  | NONE |  | NONE |  | NONE |  |  | NO | [7 empty] | DIMP
TEX-0390 | 7070-0390 | HARPER | Yes | 7.1 | NO | NO | NW1/4SEC23-T29N-R22WIM | 36.9821 | -99.5566 | WEST TEXAS GAS | ACTIVE | 1960-1969 | FISHER | 046-2 | FISHER | 046-2 | NONE |  | NONE |  |  |  | NONE |  | KING TOOL 1-W 16OZ | NO |  |  |  |  | 1 |  |  | DIMP
TEX-0400 | 7070-0410 | BEAVER | Yes | 5.8 | YES | NO | SE1/4SEC4-T3N-R23ECM | 36.7504 | -100.579 | WEST TEXAS GAS | ACTIVE | 1960-1969 | FISHER | 630H | FISHER | 046-2 | NONE |  | MERCER | 8100 | NONE |  | NONE |  | KING TOOL 1-W 16OZ | NO |  |  |  |  | 1 |  |  | DIMP
TEX-0410 | 7070-0420 | ELLIS | Yes | 1.9 | NO | NO | SE1/4SEC15-T20N-R26WIM | 36.2028 | -99.9599 | WEST TEXAS GAS | ACTIVE | 2000-2009 | FISHER | 046-2 | FISHER | 046-2 | NONE |  | NONE |  | NONE |  | NONE |  | KING TOOL 1-W 16OZ | NO |  |  |  |  | 1 |  |  | DIMP
TEX-0420 | 7070-0430 | ELLIS | Yes | 9.1 | NO | NO | NW1/4SEC6-T20N-R25WIM | 36.2462 | -99.9097 | WEST TEXAS GAS | ACTIVE | 1960-1969 | FISHER | 046-2 | FISHER | 046-2 | NONE |  | NONE |  | NONE |  | NONE |  | NONE IRR ONLY | NO |  | 1 | [5 empty] | DIMP
TEX-0430 | 7070-0440 | BEAVER | Yes | 5.1 | NO | NO | SE1/4SEC8-T2N-R24ECM | 36.6501 | -100.4913 | WEST TEXAS GAS | ACTIVE | 1960-1969 | FISHER | 046-2 | FISHER | 046-2 | NONE |  | NONE |  | NONE |  | NONE |  | NONE IRR ONLY | NO |  | 1 | [5 empty] | DIMP
TEX-0440 | 7070-0460 | BEAVER | Yes | 47.2 | NO | NO | SE1/4SEC3-T3N-R22ECM | 36.7212 | -100.6509 | WEST TEXAS GAS | ACTIVE | 1960-1969 | FISHER | 630H | FISHER | 621P | NONE |  | FISHER | 289H | NONE |  | NONE |  | NONE IRR ONLY | NO |  | 1 | [5 empty] | DIMP
TEX-0450 | 7070-0450 | BEAVER | Yes | 91.6 | NO | NO | NE1/4SEC8-T2N-R24ECM | 36.6561 | -100.4943 | WEST TEXAS GAS | ACTIVE | 1960-1969 | FISHER | 046-2 | FISHER | 046-2 | NONE |  | NONE |  | NONE |  | NONE |  | NONE IRR ONLY | NO |  | 1 | [5 empty] | DIMP
TEX-0460 | 7070-0470 | ELLIS | Yes | 47.2 | NO | NO | NW1/4SEC26-T24N-R26WIM | 36.5368 | -99.9606 | WEST TEXAS GAS | ACTIVE | 1960-1969 | FISHER | 630H | FISHER | 630L | NONE |  | NONE |  | FISHER | 289H | NONE |  | NONE IRR ONLY | NO |  | 1 | [5 empty] | DIMP
TEX-0470 | 7070-0480 | BEAVER | Yes | 2.6 | NO | NO | NW1/4SEC35-T2N-R24ECM | 36.5947 | -100.4492 | WEST TEXAS GAS | ACTIVE | 1960-1969 | FISHER | 630H | FISHER | 046-2 | NONE |  | MERCER | 8100 | NONE |  | NONE |  | KING TOOL 1-W 16OZ | NO |  |  |  |  | 1 |  |  | DIMP
TEX-0480 | 7070-0490 | ELLIS | Yes | 43.1 | NO | NO | SW1/4SEC-23-T24N-R26ECM | 36.5407 | -99.9597 | WEST TEXAS GAS | ACTIVE | 1960-1969 | FISHER | 046-2 | FISHER | 046-2 | NONE |  | NONE |  | NONE |  | NONE |  | NONE IRR ONLY | NO |  | 1 | [5 empty] | DIMP
TEX-0490 | 7070-0500 | DEWEY | Yes | 6.3 | YES | NO | SE1/4SEC2-T19N-R19WIM | 36.1513 | -99.1864 | WEST TEXAS GAS | ACTIVE | 1960-1969 | FISHER | 630H | FISHER | 722H | NONE |  | NONE |  | FISHER | 289H | NONE |  | KING TOOL 1-W 16OZ | NO |  |  |  |  | 1 |  |  | DIMP
TEX-0500 | 7070-0510 | WOODWARD | Yes | 5.6 | NO | NO | NW1/4SEC26-T22N-R20WIM | 36.1819 | -99.3083 | WEST TEXAS GAS | ACTIVE |  | NONE | REMOVED | NONE | NONE | NONE |  | NONE |  | NONE |  | NONE |  | REMOVED | NO |  |  |  |  | 1 |  |  | DIMP
TEX-0510 | 7070-0520 | BEAVER | Yes | 3 | NO | NO | NE1/4SEC35-T1N-R23ECM | 36.5147 | -100.5409 | WEST TEXAS GAS | ACTIVE | 1960-1969 | FISHER | 046-2 | FISHER | 046-2 | NONE |  | NONE |  | NONE |  | NONE |  | KING TOOL 1-W 16OZ | NO |  |  |  |  | 1 |  |  | DIMP
TEX-0520 | 7070-0530 | HARPER | Yes | 8.8 | NO | NO | NW1/4SEC19-T29N-R21WIM | 36.981 | -99.5202 | WEST TEXAS GAS | ACTIVE | 1960-1969 | FISHER | 630H | FISHER | R722H | NONE |  | FISHER | H203 | FISHER | 289H | NONE |  | KING TOOL 1-W 16OZ | NO | [7 empty] | DIMP
TEX-0530 | 7070-0540 | BEAVER | Yes | 4.3 | NO | NO | NE1/4SEC35-T5N-R22ECM | 36.8619 | -100.6459 | WEST TEXAS GAS | ACTIVE | 1960-1969 | FISHER | 630H | FISHER | 630L | NONE |  | NONE |  | FISHER | 289H | NONE |  | NONE IRR ONLY | NO |  | 1 | [5 empty] | DIMP
TEX-0540 | 7070-0550 | DEWEY | Yes | 1.3 | NO | NO | NW1/4SEC29-T19N-R19WIM | 36.094 | -99.2572 | WEST TEXAS GAS | ACTIVE | 1960-1969 | FISHER | 630H | FISHER | R722H | NONE |  | MERCER | 8100 | FISHER | 298H | NONE |  | KING TOOL 1-W 16OZ | NO |  |  |  |  | 1 |  |  | DIMP
TEX-0550 | 7070-0560 | BEAVER | Yes | 33 | NO | NO | SE1/4SEC5-T1N-R26ECM | 36.5791 | -100.2716 | WEST TEXAS GAS | ACTIVE | 1960-1969 | FISHER | 630H | FISHER | 046-2 | NONE |  | FISHER | H203 | NONE |  | NONE |  | NONE IRR ONLY | NO |  | 1 | [5 empty] | DIMP
TEX-0560 | 7070-0570 | BEAVER | Yes | 0.9 | YES | NO | SW1/4SEC30-T5N-R24ECM | 36.776 | -100.5201 | WEST TEXAS GAS | ACTIVE | 1960-1969 | FISHER | 630H | FISHER | 046-2 | NONE |  | NONE |  | NONE |  | NONE |  | KING TOOL 1-W 16OZ | NO |  |  |  |  | 1 |  |  | DIMP
TEX-0570 | 7070-0580 | DEWEY | Yes | 3.4 | NO | NO | SW1/4SEC33-T20N-R19WIM | 36.1598 | -99.222 | WEST TEXAS GAS | ACTIVE | 1960-1969 | FISHER | 630H | FISHER | R722H | NONE |  | FISHER | H203 | FISHER | 289H | NONE |  | KING TOOL 1-W 16OZ | NO |  |  |  |  | 1 |  |  | DIMP
TEX-0580 | 7070-0590 | WOODWARD | Yes | 0 | NO | NO | NW1/4SEC8-T21N-R19WIM | 36.2864 | -99.3836 | WEST TEXAS GAS | INACTIVE |  | NONE | NONE | NONE | NONE | NONE |  | NONE |  | NONE |  | NONE |  | NONE | NO | [7 empty] | DIMP
TEX-0590 | 7070-0600 | WOODWARD | Yes | 1.4 | NO | NO | NE1/4SEC35-T20N-R20WIM | 36.1738 | -99.2954 | WEST TEXAS GAS | ACTIVE | 1960-1969 | FISHER | 046-2 | FISHER | 046-2 | NONE |  | NONE |  | NONE |  | NONE |  | KING TOOL 1-W 16OZ | NO |  |  |  |  | 1 |  |  | DIMP
TEX-0600 | 7070-0610 | BEAVER | Yes | 181.8 | NO | NO | SE1/4SEC17-T2N-R22ECM | 36.6311 | -100.7094 | WEST TEXAS GAS | ACTIVE | 1960-1969 | SENSUS | 046-2 | SENUS | 046-2 | NONE |  | NONE |  | NONE |  | NONE |  | NONE IRR ONLY | NO |  | 1 | [5 empty] | DIMP
TEX-0610 | 7070-0620 | ELLIS | Yes | 0 | NO | NO | SW1/4SEC17-T23N-R25WIM | 36.4656 | -99.91 | WEST TEXAS GAS | Inactive |  | NONE | NONE | NONE | NONE | NONE |  | NONE |  | NONE |  | NONE |  | NONE | NO | [7 empty] | DIMP
TEX-0620 | 7070-0630 | WOODWARD | Yes | 63 | NO | NO | SW1/4SEC14-T22N-R22WIM | 36.3802 | -99.5339 | WEST TEXAS GAS | ACTIVE | 1960-1969 | FISHER | 046-2 | FISHER | 046-2 | NONE |  | NONE |  | NONE |  | NONE |  | KING TOOL 1-W 16OZ | NO |  |  |  |  | 1 |  |  | DIMP
TEX-0630 | 7070-0640 | BEAVER | Yes | 3.1 | NO | NO | NE1/4SEC21-T4N-R22ECM | 36.8032 | -100.5856 | WEST TEXAS GAS | ACTIVE | 1960-1969 | FISHER | 630H | FISHER | 046-2 | NONE |  | MERCER | 8100 | NONE |  | NONE |  | KING TOOL 1-W 16OZ | NO |  |  |  |  | 1 |  |  | DIMP
TEX-0640 | 7070-0650 | BEAVER | Yes | 0 | NO | NO | NE1/4SEC22-T25N-R25WIM | 36.6311 | -99.8792 | WEST TEXAS GAS | ACTIVE | 2000-2009 | FISHER | 046-2 | FISHER | 627 | NONE |  | NONE |  | NONE |  | NONE |  | KING TOOL 1-W 16OZ | NO | [7 empty] | DIMP
TEX-0650 | 7070-0660 | BEAVER | Yes | 2 | NO | NO | NW1/4SEC29-T4N-R24ECM | 36.7846 | -100.506 | WEST TEXAS GAS | ACTIVE | 2000-2009 | RW | 041- | FISHER | 046-2 | NONE |  | NONE |  | NONE |  | NONE |  | KING TOOL 1-W 16OZ | NO |  |  |  |  | 1 |  |  | DIMP
TEX-0660 | 7070-0670 | HARPER | Yes | 3.9 | NO | NO | SW1/4SEC14-T28N-R26WIM | 36.9012 | -99.974 | WEST TEXAS GAS | ACTIVE | 1960-1969 | FISHER | 630H | FISHER | 627 | NONE |  | FISFER | H203 | FISHER | 289H | NONE |  | KING TOOL 1-W 16OZ | NO |  |  |  |  | 1 |  |  | DIMP
TEX-0670 | 7070-0680 | WOODWARD | Yes | 5.8 | NO | NO | NW1/4SEC31-T20N-R19WIM | 36.1722 | -99.2749 | WEST TEXAS GAS | ACTIVE | 1960-1969 | FISHER | 630H | FISHER | 627 | NONE |  | FISHER | H203 | FISHER | 289H | NONE |  | KING TOOL 1-W 16OZ | NO |  |  |  |  | 1 |  |  | DIMP
TEX-0680 | 7070-0690 | ELLIS | Yes | 0 | NO | NO | NW1/4SEC19-T20N-R25WIM | 36.1985 | -99.9119 | WEST TEXAS GAS | INACTIVE |  | NONE | NONE | NONE | NONE | NONE |  | NONE |  | NONE |  | NONE |  | NONE | NO | [7 empty] | DIMP
TEX-0690 | 7070-0700 | WOODWARD | Yes | 8.3 | NO | NO | NW1/4SEC15-T23N-R21WIM | 36.476 | -99.4386 | WEST TEXAS GAS | ACTIVE | 2000-2009 | FISHER | 046-2 | FISHER | 046-2 | NONE |  | NONE |  | NONE |  | NONE |  | KING TOOL 1-W 16OZ | NO |  |  |  |  | 1 |  |  | DIMP
TEX-0700 | 7070-0710 | WOODWARD | Yes | 2.7 | NO | NO | NW1/4SEC15-T23N-R21WIM | 36.476 | -99.4386 | WEST TEXAS GAS | ACTIVE | 2000-2009 | FISHER | 046-2 | FISHER | 046-2 | NONE |  | NONE |  | NONE |  | NONE |  | KING TOOL 1-W 16OZ | NO |  |  |  |  | 1 |  |  | DIMP
TEX-0710 | 7070-0720 | BEAVER | Yes | 5.9 | NO | NO | SE1/4SEC17-T2N-R24ECM | 36.6331 | -100.4965 | WEST TEXAS GAS | ACTIVE | 2000-2009 | FISHER | 630H | FISHER | 046-2 | NONE |  | MERCER | 8100 |  |  | NONE |  | KING TOOL 1-W 16OZ | NO |  |  |  |  | 1 |  |  | DIMP
TEX-0720 | 7070-0730 | WOODWARD | Yes | 13.4 | NO | NO | NW1/4SEC23-T23N-R21WIM | 36.4636 | -99.4197 | WEST TEXAS GAS | ACTIVE | 2000-2009 | FISHER | 046-2 | FISHER | 041-2 | FISHER | 61R2 | NONE |  | NONE |  | NONE |  | KING TOOL 1-W 16OZ | NO |  |  |  |  | 1 |  |  | DIMP
TEX-0730 | 7070-0740 | DEWEY | Yes | 14.5 | YES | NO | NE1/4SEC29-T19N-R19WIM | 36.1011 | -99.2615 | WEST TEXAS GAS | ACTIVE | 2010-2019 | FISHER | 627 | ACTRAUS | B42R | NONE |  | FISHER | 1805 | NONE |  | NONE |  | KING TOOL 1-W 16OZ | NO |  |  |  |  | 1 |  |  | DIMP
TEX-0740 | 7070-0750 | DEWEY | Yes | 4.8 | NO | NO | NE1/4SEC3-T19N-R19WIM | 36.1567 | -99.2124 | WEST TEXAS GAS | ACTIVE | 2000-2009 | FISHER | 630H | FISHER | 046-2 | NONE |  | FISHER | H203 |  |  | NONE |  | KING TOOL 1-W 16OZ | NO |  |  |  |  | 1 |  |  | DIMP
TEX-0750 | 7070-0760 | DEWEY | Yes | 0 | NO | NO | SW1/4SEC1-T19N-R19WIM | 36.1511 | -99.1861 | WEST TEXAS GAS | INACTIVE |  | NONE | NONE | NONE | NONE | NONE |  | NONE |  | NONE |  | NONE |  |  | NO | [7 empty] | DIMP
TEX-0760 | 7070-0770 | DEWEY | Yes | 0 | NO | NO | SE1/4SEC1-T19N-R19WIM | 36.1471 | -99.1739 | WEST TEXAS GAS | INACTIVE | 1960-1969 | FISHER | 630H | NONE | NONE | NONE |  | NONE |  | NONE |  | NONE |  |  | NO | [7 empty] | DIMP
TEX-0770 | 7070-0780 | ELLIS | Yes | 0 | NO | NO | SW1/4SEC18-T20N-R25WIM | 36.2085 | -99.9118 | WEST TEXAS GAS | INACTIVE | 1960-1969 | FISHER | 046-2 | FISHER | 046-2 | NONE |  | NONE |  | NONE |  | NONE |  | NONE IRR ONLY | NO |  | 1 | [5 empty] | DIMP
TEX-0780 | 7070-0790 | ELLIS | Yes | 70.5 | NO | NO | SE1/4SEC15-T20N-R26WIM | 36.2027 | -99.9599 | WEST TEXAS GAS | ACTIVE | 1960-1969 | FISHER | 046-2 | FISHER | 046-2 | NONE |  | NONE |  | NONE |  | NONE |  | NONE IRR ONLY | NO |  | 1 | [5 empty] | DIMP
TEX-0790 | 7070-0800 | ELLIS | Yes | 21.5 | NO | NO | SW1/4SEC32-T21N-R25WIM | 36.2501 | -99.9091 | WEST TEXAS GAS | ACTIVE | 1960-1969 | FISHER | 630H | FISHER | 046-1 | NONE |  | MERCER | 8100 | FISHER | 289H | NONE |  | NONE IRR ONLY | NO |  | 1 | [5 empty] | DIMP
TEX-0800 | 7070-0820 | HARPER | Yes | 8.5 | NO | NO | SW1/4SEC19-T29N-R22WIM | 36.973 | -99.1233 | WEST TEXAS GAS | ACTIVE | 2000-2009 | SENSUS | 046-1 | NONE | NONE | NONE |  | TAYLOR | 34508 | NONE |  | NONE |  | NONE IRR ONLY | NO |  | 1 | [5 empty] | DIMP
TEX-0810 | 7070-0830 | BEAVER | Yes | 0 | NO | NO | SW1/4SEC24-T3N-R23ECM | 36.6454 | -100.5402 | WEST TEXAS GAS | INACTIVE |  | NONE | NONE | NONE | NONE | NONE |  | NONE |  | NONE |  | NONE |  |  | NO | [7 empty] | DIMP
TEX-0820 | 7070-0840 | WOODWARD | Yes | 19.7 | NO | NO | NW1/4SEC34-T24N-R21WIM | 36.52 | -99.4403 | WEST TEXAS GAS | ACTIVE | 1960-1969 | FISHER | 630H | FISHER | 630L | NONE |  | NONE |  | FISHER | 289H | NONE |  | KING TOOL 1-W 16OZ | NO |  |  |  |  | 1 |  |  | DIMP
TEX-0830 | 7070-0850 | BEAVER | Yes | 0 | NO | NO | NE1/4SEC8-T1N-R27ECM | 36.5981 | -100.2618 | WEST TEXAS GAS | Inactive |  | NONE | NONE | NONE | NONE | NONE |  | NONE |  | NONE |  | NONE |  |  | NO | [7 empty] | DIMP
TEX-0840 | 7070-0860 | WOODWARD | Yes | 2.5 | YES | NO | SE1/4SEC33-T20N-R20WIM | 36.1642 | -99.33 | WEST TEXAS GAS | ACTIVE |  | NONE | REMOVED | NONE |  | NONE |  | NONE |  | NONE |  | NONE |  | REMOVED | NO |  |  |  |  | 1 |  |  | DIMP
TEX-0850 | 7070-0870 | BEAVER | Yes | 4 | NO | NO | NW1/4SEC17-T1N-R27ECM | 36.5543 | -100.1812 | WEST TEXAS GAS | ACTIVE | 1990-1999 | FISHER | 046-1 | FISHER | 046-1 | NONE |  | NONE |  | NONE |  | NONE |  | KING TOOL 1-W 16OZ | NO | [7 empty] | DIMP
TEX-0860 | 7070-0880 | BEAVER | Yes | 2 | NO | NO | SW1/4SEC28-T2N-R25ECM | 36.6056 | -100.3793 | WEST TEXAS GAS | ACTIVE | 1960-1969 | FISHER | 046-1 | FISHER | 046M | NONE |  | NONE |  | NONE |  | NONE |  | KING TOOL 1-W 16OZ | NO |  |  |  |  | 1 |  |  | DIMP
TEX-0870 | 7070-0890 | BEAVER | Yes | 4.3 | NO | NO | NW1/4SEC15-T3N-R23ECM | 36.728 | -100.5763 | WEST TEXAS GAS | ACTIVE | 1960-1969 | FISHER | 046-2 | NONE | NONE | NONE |  | NONE |  | NONE |  | NONE |  | KING TOOL 1-W 16OZ | NO |  |  |  |  | 1 |  |  | DIMP
TEX-0880 | 7070-0900 | BEAVER | Yes | 0 | YES | NO | NW1/4SEC24-T1N-R24ECM | 36.5433 | -100.4239 | WEST TEXAS GAS | INACTIVE |  | NONE | NONE | NONE | NONE | NONE |  | NONE |  | NONE |  | NONE |  |  | NO |  |  |  |  | 1 |  |  | DIMP
TEX-0890 | 7070-0910 | HARPER | Yes | 1.4 | YES | NO | NE1/4SEC19-T29N-R21WIM | 36.9807 | -99.507 | WEST TEXAS GAS | ACTIVE | 1960-1969 | FISHER | 630H | FISHER | 046-2 | NONE |  | FISHER | H203 | NONE |  | NONE |  | KING TOOL 1-W 16OZ | NO |  |  |  |  | 1 |  |  | DIMP
TEX-0900 | 7070-0920 | BEAVER | Yes | 1.1 | NO | NO | NW1/4SECT5-T5N-R28ECM | 36.9297 | -100.0756 | WEST TEXAS GAS | ACTIVE | 1960-1969 | FISHER | 630H | FISHER | 046-2 | NONE |  | NONE |  | NONE |  | NONE |  | KING TOOL 1-W 16OZ | NO |  |  |  |  | 1 |  |  | DIMP
TEX-0910 | 7070-0930 | HARPER | Yes | 1170.8 | NO | NO | SW1/4SEC29-T25N-R25WIM | 36.6121 | -100.909 | WEST TEXAS GAS | ACTIVE | 2000-2009 | FISHER | 046-2 | NONE | NONE | NONE | N | NONE |  | NONE |  | NONE |  | NONE IRR ONLY | NO |  | 1 | [5 empty] | DIMP
TEX-0920 | 7070-0940 | BEAVER | Yes | 0 | NO | NO | SE1/4SEC11-T2N-R23ECM | 36.6465 | -100.5414 | WEST TEXAS GAS | Inactive |  | NONE | NONE | NONE | NONE | NONE |  | NONE |  | NONE |  | NONE |  |  | NO | [7 empty] | DIMP
TEX-0930 | 7070-0990 | BEAVER | Yes | 0 | NO | NO | SE1/4SEC9-T3N-R23ECM | 36.7418 | -100.5838 | WEST TEXAS GAS | ACTIVE | 1960-1969 | FISHER | 046-2 | FISHER | 046-2 | NONE |  | NONE |  | NONE |  | NONE |  | NONE IRR ONLY | NO |  | 1 | [5 empty] | DIMP
TEX-0940 | 7070-1000 | HARPER | Yes | 0 | NO | NO | NW1/4SEC16-T29N-R22WIM | 36.9998 | -99.5868 | WEST TEXAS GAS | ACTIVE | 1960-1969 | FISHER | 630H | FISHER | 046-1 | NONE |  | FISHER | H203 | FISHER | 289H | NONE |  | NONE IRR ONLY | NO |  | 1 | [5 empty] | DIMP
TEX-0950 | 7070-1010 | BEAVER | Yes | 0 | NO | NO | NE1/4SEC13-T4N-R23ECM | 36.8159 | -100.6398 | WEST TEXAS GAS | ACTIVE | 2000-2009 | FISHER | 046-2 | NONE | NONE | NONE |  | NONE |  | NONE |  | NONE |  | NONE IRR ONLY | NO |  | 1 | [5 empty] | DIMP
TEX-0960 | 7070-1020 | HARPER | Yes | 10.9 | NO | NO | SW1/4SEC35-T29N-R26WIM | 36.9492 | -99.9854 | WEST TEXAS GAS | ACTIVE | 2000-2009 | FISHER | 046-2 | NONE | NONE | NONE |  | NONE |  | NONE |  | NONE |  | KING TOOL 1-W 16OZ | NO | [7 empty] | DIMP
TEX-0970 | 7070-1030 | HARPER | Yes | 6.2 | NO | NO | SW1/4SEC20-T28N-R25WIM | 36.887 | -99.9199 | WEST TEXAS GAS | ACTIVE | 1960-1969 | FISHER | 630H | FISHER | 046-2 | NONE |  | FISHER | H203 | FISHER | 289H | NONE |  | KING TOOL 1-W 16OZ | NO |  |  |  |  | 1 |  |  | DIMP
TEX-0980 | 7070-1040 | HARPER | Yes | 48.7 | NO | NO | SW1/4SEC12-T27N-R26WIM | 36.8298 | -99.9587 | WEST TEXAS GAS | ACTIVE | 2000-2009 | FISHER | 046-2 | NONE | NONE | NONE |  | NONE |  | NONE |  | NONE |  | NONE IRR ONLY | NO |  | 1 | [5 empty] | DIMP
TEX-0990 | 7070-1050 | ELLIS | Yes | 0 | NO | NO | NE1/4SEC24-T22N-R25WIM | 36.3771 | -99.8282 | WEST TEXAS GAS | INACTIVE |  | NONE | NONE | NONE | NONE | NONE |  | NONE |  | NONE |  | NONE |  |  | NO | [7 empty] | DIMP
TEX-1000 | 7070-1060 | ELLIS | Yes | 4.1 | NO | NO | SE1/4SEC32-T21N-R24WIM | 36.2508 | -99.7847 | WEST TEXAS GAS | ACTIVE | 2000-2009 | FISHER | 046-2 | FISHER | 046-1 | NONE |  | NONE |  | FISHER | 289H | NONE |  | KING TOOL 1-W 16OZ | NO |  |  |  |  | 1 |  |  | DIMP
TEX-1010 | 7070-1070 | HARPER | Yes | 6.6 | NO | NO | NW1/4SEC32-T29N-R25WIM | 36.9541 | -99.9321 | WEST TEXAS GAS | ACTIVE | 1960-1969 | FISHER | 630H | FISHER | 046-2 | NONE |  | FISHER | H203 | NONE |  | NONE |  | KING TOOL 1-W 16OZ | NO | [7 empty] | DIMP
TEX-1020 | 7070-1080 | BEAVER | Yes | 3.6 | NO | NO | NE1/4SEC13-T3N-R23ECM | 36.7298 | -100.5236 | WEST TEXAS GAS | ACTIVE | 1960-1969 | FISHER | 630H | FISHER | 722 | NONE |  | FISHER | H203 | FISHER | 289H | NONE |  | KING TOOL 1-W 16OZ | NO |  |  |  |  | 1 |  |  | DIMP
TEX-1030 | 7070-1100 | WOODWARD | Yes | 0 | NO | NO | SW1/4SEC3-T21N-R19ECM | 36.3209 | -99.2285 | WEST TEXAS GAS | Inactive |  | NONE | NONE | NONE | NONE | NONE |  | NONE |  | NONE |  | NONE |  |  | NO | [7 empty] | DIMP
TEX-1040 | 7070-1110 | ELLIS | Yes | 0 | NO | NO | SW1/4SEC25-T22N-R23WIM | 36.3532 | -99.6145 | WEST TEXAS GAS | ACTIVE | 1960-1969 | FISHER | 046-2 | FISHER | 046-2 | NONE |  | NONE |  | NONE |  | NONE |  | NONE IRR ONLY | NO |  | 1 | [5 empty] | DIMP
TEX-1050 | 7070-1120 | ELLIS | Yes | 61.8 | NO | NO | SW1/4SEC29-T21N-R25WIM | 36.2682 | -99.9061 | WEST TEXAS GAS | ACTIVE | 1960-1969 | FISHER | 630H | FISHER | 630L | NONE |  | NONE |  | FISHER | 289H | NONE |  | NONE IRR ONLY | NO |  | 1 | [5 empty] | DIMP
TEX-1060 | 7070-1130 | HARPER | Yes | 260 | NO | NO | SE1/4SEC21-T25N-R28WIM | 36.8853 | -99.8995 | WEST TEXAS GAS | ACTIVE | 1960-1969 | FISHER | 046-2 | FISHER | 046-2 | NONE |  | NONE |  | NONE |  | NONE |  | NONE IRR ONLY | NO |  | 1 | [5 empty] | DIMP
TEX-1070 | 7070-1140 | BEAVER | Yes | 3.7 | NO | NO | NW1/4SEC3-T1N-R24ECM | 36.5146 | -100.478 | WEST TEXAS GAS | ACTIVE | 1960-1969 | FISHER | 630H | FISHER | 046-2 | NONE |  | MERCER |  | NONE |  | NONE |  | KING TOOL 1-W 16OZ | NO |  |  |  |  | 1 |  |  | DIMP
TEX-1080 | 7070-1150 | BEAVER | Yes | 4.6 | NO | NO | NE1/4SEC28-T1N-R24ECM | 36.5276 | -100.4713 | WEST TEXAS GAS | ACTIVE | 1960-1969 | FISHER | 630H | FISHER | 722 | NONE |  | MERCER |  | FISHER | 289H | NONE |  | KING TOOL 1-W 16OZ | NO |  |  |  |  | 1 |  |  | DIMP
TEX-1090 | 7070-1160 | BEAVER | Yes | 0 | NO | NO | NW1/4SEC27-T6N-R28ECM | 36.9582 | -100.0385 | WEST TEXAS GAS | INACTIVE |  | NONE | NONE | NONE | NONE | NONE |  | NONE |  | NONE |  | NONE |  |  | NO | [7 empty] | DIMP
TEX-1100 | 7070-1170 | BEAVER | Yes | 2.1 | NO | NO | SW1/4SEC23-T2N-R27ECM | 36.6213 | -100.1209 | WEST TEXAS GAS | ACTIVE | 2000-2009 | FISHER | 046-2 | FISHER | 627R | NONE |  | NONE |  | NONE |  | NONE |  | KING TOOL 1-W 16OZ | NO |  |  |  |  | 1 |  |  | DIMP
TEX-1110 | 7070-1180 | BEAVER | Yes | 4.7 | NO | NO | NW1/4SEC36-T2N-R24ECM | 36.5984 | -100.4312 | WEST TEXAS GAS | ACTIVE | 1960-1969 | FISHER | 630H | FISHER | 630L | NONE |  | NONE |  | FISHER | 289H | NONE |  | KING TOOL 1-W 16OZ | NO |  |  |  |  | 1 |  |  | DIMP
TEX-1120 | 7070-1190 | BEAVER | Yes | 3.6 | NO | NO | SW1/4SEC28-T1N-R24ECM | 36.5148 | -100.4778 | WEST TEXAS GAS | ACTIVE | 1960-1969 | FISHER | 630H | FISHER | 722 | NONE |  | MERCER |  | FISHER | 289H | NONE |  | KING TOOL 1-W 16OZ | NO |  |  |  |  | 1 |  |  | DIMP
TEX-1130 | 7070-1200 | BEAVER | Yes | 433.5 | NO | NO | NE1/4SEC8-T4N-R27ECM | 36.8302 | -100.1638 | WEST TEXAS GAS | ACTIVE | 2010-2019 | FISHER | 046-2 | FISHER | 046-2 | NONE |  | NONE |  |  |  | NONE |  | NONE IRR ONLY | NO |  | 1 | [5 empty] | DIMP
TEX-1140 | 7070-1210 | BEAVER | Yes | 3.6 | NO | NO | NE1/4SEC8-T4N-R27ECM | 36.8302 | -100.1638 | WEST TEXAS GAS | ACTIVE | 2010-2019 | FISHER | 046-2 | FISHER | 046-2 | NONE |  | NONE |  | NONE |  | NONE |  | KING TOOL 1-W 16OZ | NO |  |  |  |  | 1 |  |  | DIMP
TEX-1150 | 7070-1220 | HARPER | Yes | 94.1 | NO | NO | NW1/4SEC35-T29N-R26WIM | 36.9519 | -99.9807 | WEST TEXAS GAS | ACTIVE | 2000-2009 | FISHER | 046-2 | FISHER | 046-2 | NONE |  | NONE |  | NONE |  | NONE |  | NONE IRR ONLY | NO |  | 1 | [5 empty] | DIMP
TEX-1160 | 7070-1230 | BEAVER | Yes | 5.1 | NO | NO | SE1/4SEC2-T5N-R28ECM | 36.9268 | -100.0035 | WEST TEXAS GAS | ACTIVE | 1960-1969 | FISHER | 630H | FISHER | 722 | NONE |  | FISHER | H203 | FISHER | 289H | NONE |  | KING TOOL 1-W 16OZ | NO |  |  |  |  | 1 |  |  | DIMP
TEX-1170 | 7070-1240 | BEAVER | Yes | 3.6 | NO | NO | E1/4SEC34-T1N-R23ECM | 36.5005 | -100.5586 | WEST TEXAS GAS | ACTIVE | 2000-2009 | FISHER | 630H | FISHER | 046-2 | FISHER | 046-2 | NONE |  | NONE |  | NONE |  | KING TOOL 1-W 16OZ | NO |  |  |  |  | 1 |  |  | DIMP
TEX-1180 | 7070-1250 | BEAVER | Yes | 0 | NO | NO | NE1/4SEC15-T6N-R28ECM | 36.9823 | -100.0247 | WEST TEXAS GAS | INACTIVE |  | NONE | NONE | NONE | NONE | NONE |  | NONE |  | NONE |  | NONE |  | NONE IRR ONLY | NO |  | 1 | [5 empty] | DIMP
TEX-1190 | 7070-1260 | BEAVER | Yes | 2.5 | NO | NO | NW1/4SEC-15-T5N-R28ECM | 36.9013 | -100.0306 | WEST TEXAS GAS | ACTIVE | 1960-1969 | FISHER | 630H | FISHER | 041 | NONE |  | NONE |  | NONE |  | NONE |  | KING TOOL 1-W 16OZ | NO |  |  |  |  | 1 |  |  | DIMP
TEX-1200 | 7070-1270 | BEAVER | Yes | 0 | NO | NO | NW1/4SEC24-T5N-R27ECM | 36.8918 | -100.0975 | WEST TEXAS GAS | INACTIVE |  | NONE | NONE | NONE | NONE | NONE |  | NONE |  | NONE |  | NONE |  |  | NO | [7 empty] | DIMP
TEX-1210 | 7070-1280 | BEAVER | Yes | 0 | YES | NO | SW1/4SEC24-T3N-R25ECM | 36.7071 | -100.3233 | WEST TEXAS GAS | INACTIVE |  | NONE | NONE | NONE | NONE | NONE |  | NONE |  | NONE |  | NONE |  |  | NO | [7 empty] | DIMP
TEX-1220 | 7070-1290 | BEAVER | Yes | 0 | NO | NO | NE1/4SEC19-T2N-R25ECM | 36.6307 | -100.4056 | WEST TEXAS GAS | INACTIVE |  | NONE | NONE | NONE | NONE | NONE |  | NONE |  | NONE |  | NONE |  |  | NO | [7 empty] | DIMP
TEX-1230 | 7070-1300 | BEAVER | Yes | 2.8 | YES | NO | SE1/4SEC18-T2N-R25ECM | 36.6339 | -100.3983 | WEST TEXAS GAS | ACTIVE | 1960-1969 | FISHER | 630H | FISHER | 722 | NONE |  | MERCER | 8100 | FISHER | 289H | NONE |  | KING TOOL 1-W 16OZ | NO |  |  |  |  | 1 |  |  | DIMP
TEX-1240 | 7070-1310 | BEAVER | Yes | 44.6 | NO | NO | SW1/4SEC35-T3N-R25ECM | 36.6813 | -100.3438 | WEST TEXAS GAS | ACTIVE | 1960-1969 | FISHER | 630H | FISHER | 630L | NONE |  | NONE |  | FISHER | 289H | NONE |  | NONE IRR ONLY | NO |  | 1 | [5 empty] | DIMP
TEX-1250 | 7070-1320 | TEXAS | Yes | 0 | NO | NO | SW1/4SEC-20-T3N-R17ECM | 36.7057 | -101.2514 | WEST TEXAS GAS | INACTIVE |  | NONE | NONE | NONE | NONE | NONE |  | NONE |  | NONE |  | NONE |  |  | NO | [7 empty] | DIMP
TEX-1270 | 7070-1340 | WOODWARD | Yes | 0 | NO | NO | SE1/4SEC16-T21N-R22WIM | 36.2941 | -99.5553 | WEST TEXAS GAS | ACTIVE | 2010-2019 | FISHER | 046-2 | FISHER | 046-2 | NONE |  | NONE |  | NONE |  | NONE |  | NONE IRR ONLY | NO |  | 1 | [5 empty] | DIMP
TEX-1280 | 7070-1350 | WOODWARD | Yes | 0 | NO | NO | SE1/4SEC9-T21N-R22WIM | 36.3086 | -99.5519 | WEST TEXAS GAS | INACTIVE |  | NONE | NONE | NONE | NONE | NONE |  | NONE |  | NONE |  | NONE |  |  | NO | [7 empty] | DIMP
TEX-1330 | 7070-1400 | BEAVER | Yes | 502.6 | NO | NO | NW1/4SEC7-T1N-R22ECM | 36.5678 | -100.7298 | WEST TEXAS GAS | ACTIVE | 2000-2009 | FISHER | 046-2 | FISHER | 046-2 | NONE |  | NONE |  | NONE |  | NONE |  | NONE IRR ONLY | NO |  | 1 | [5 empty] | DIMP
TEX-1340 | 7070-1410 | BEAVER | Yes | 2.6 | NO | NO | NE1/4SEC28-T2N-R21ECM | 36.614 | -100.7972 | WEST TEXAS GAS | ACTIVE | 2000-2009 | FISHER | 046-2 | FISHER | 046-2 | NONE |  | NONE |  | NONE |  | NONE |  | KING TOOL 1-W 16OZ | NO |  |  |  |  | 1 |  |  | DIMP
TEX-1350 | 7070-1420 | ELLIS | Yes | 96.5 | NO | NO | SE1/4SEC30-T21N-R25WIM | 36.2641 | -100.9157 | WEST TEXAS GAS | ACTIVE | 2010-2019 | FISHER | 046-2 | FISHER | 046-2 | NONE |  | NONE |  | NONE |  | NONE |  | NONE IRR ONLY | NO |  | 1 | [5 empty] | DIMP
TEX-1360 | 7070-1430 | BEAVER | Yes | 11.2 | NO | NO | NW1/4SEC33-T1N-R23ECM | 36.588 | -100.588 | WEST TEXAS GAS | ACTIVE | 2000-2009 | FISHER | 046-2 | FISHER | 046-2 | NONE |  | NONE |  | NONE |  | NONE |  | KING TOOL 1-W 16OZ | NO |  |  |  |  | 1 |  |  | DIMP
TEX-1370 | 7070-1440 | BEAVER | Yes | 142.8 | NO | NO | SE1/4SEC5-T1N-R21ECM | 36.5728 | -100.8117 | WEST TEXAS GAS | ACTIVE | 1960-1969 | FISHER | 630H | FISHER | 046-2 | NONE |  | FISHER |  | NONE |  | NONE |  | NONE IRR ONLY | NO |  | 1 | [5 empty] | DIMP
TEX-1380 | 7070-1450 | BEAVER | Yes | 62.4 | NO | NO | NW1/4SEC26-T2N-R21ECM | 36.6159 | -100.7656 | WEST TEXAS GAS | ACTIVE | 1960-1969 | FISHER | 630H | FISHER | PAN | NONE |  | MERCER | 8100 | FISHER | 289H | NONE |  | KING TOOL 1-W 16OZ | NO |  |  |  |  | 1 |  |  | DIMP
TEX-1390 | 7070-1470 | BEAVER | NO | 0 | NO | NO | SE1/4SEC34-T5N-R28ECM | 36.8531 | -100.0292 | WEST TEXAS GAS | INACTIVE |  | NONE | NONE | NONE | NONE | NONE |  | NONE |  | NONE |  | NONE |  | NONE IRR ONLY | NO |  | 1 | [5 empty] | DIMP
TEX-1400 | 7070-2670 | TEXAS | Yes | 1.8 | YES | NO | SW1/4SEC26-T6N-R18ECM | 36.9531 | -101.0897 | WEST TEXAS GAS | ACTIVE | 1960-1969 | FISHER | 046-2 | FISHER | 61R | NONE |  | NONE |  | NONE |  | NONE |  | KING TOOL 1-W 16OZ | NO |  |  |  |  | 1 |  |  | DIMP
TEX-1410 | 7070-2680 | TEXAS | Yes | 2.9 | YES | NO | SW1/4SEC26-T6N-R18ECM | 36.9531 | -101.0897 | WEST TEXAS GAS | ACTIVE | 1960-1969 | FISHER | 046-2 | FISHER | 61R | NONE |  | NONE |  | NONE |  | NONE |  | KING TOOL 1-W 16OZ | NO |  |  |  |  | 1 |  |  | DIMP
TEX-1420 | 7070-2690 | TEXAS | Yes | 1.9 | YES | NO | SW1/4SEC26-T6N-R18ECM | 36.956 | -101.0897 | WEST TEXAS GAS | ACTIVE | 1960-1969 | FISHER | 046-1 | FISHER | 046-2 | NONE |  | FISHER | 289H | NONE |  | NONE |  | KING TOOL 1-W 16OZ | NO |  |  |  |  | 1 |  |  | DIMP
TEX-1430 | 7070-2700 | TEXAS | Yes | 10.6 | YES | NO | NE1/4SEC3-T5N-R18ECM | 36.9354 | -101.09 | WEST TEXAS GAS | ACTIVE | 1960-1969 | FISHER | 046-2 | FISHER | 61R | NONE |  | NONE |  | NONE |  | NONE |  | KING TOOL 1-W 16OZ | NO |  |  |  |  | 1 |  |  | DIMP
TEX-1440 | 7070-2710 | TEXAS | Yes | 3.7 | YES | NO | SW1/4SEC26-T6N-R18ECM | 36.956 | -101.0897 | WEST TEXAS GAS | ACTIVE | 1960-1969 | FISHER | 046-1 | FISHER | 046-2 | NONE |  | FISHER | 289H | NONE |  | NONE |  | KING TOOL 1-W 16OZ | NO |  |  |  |  | 1 |  |  | DIMP
TEX-1450 | 7070-2720 | BEAVER | Yes | 7.1 | NO | NO | NE1/4SEC24-T3N-R23ECM | 36.7158 | -100.5246 | WEST TEXAS GAS | ACTIVE | 1960-1969 | FISHER | 630H | FISHER | 627 | NONE |  | FISHER | 203H | FISHER | 289H | NONE |  | KING TOOL 1-W 16OZ | NO |  |  |  |  | 1 |  |  | DIMP
TEX-1460 | 7070-2790 | HARPER | Yes | 56.4 | NO | NO | NE1/4SEC32-T28N-R25WIM | 36.8682 | -99.9118 | WEST TEXAS GAS | ACTIVE | 2010-2019 | FISHER | 627R | NONE |  | NONE |  | NONE |  | NONE |  | NONE |  | NONE IRR ONLY | NO |  | 1 | [5 empty] | DIMP
TEX-1470 | 7070-2800 | BEAVER | Yes | 172 | NO | NO | NW1/4SEC10-T6N-R28ECM | 37 | -100.0253 | WEST TEXAS GAS | ACTIVE | 2010-2019 | FISHER | 627R | NONE |  | NONE |  | NONE |  | NONE |  | NONE |  | NONE IRR ONLY | NO |  | 1 | [5 empty] | DIMP
TEX-1480 | 7070-2820 | BEAVER | Yes | 283.4 | NO | YES | NW1/4SEC22-T3N-R28ECM | 36.7137 | -100.0291 | WEST TEXAS GAS | ACTIVE | 2010-2019 | FISHER | 046-2 | NONE |  | NONE |  | NONE |  | NONE |  | NONE |  | NONE IRR ONLY | NO |  | 1 | [5 empty] | DIMP
TEX-1490 | 7070-2830 | ELLIS | Yes | 52.3 | NO | NO | SE1/4SEC5-T22N-R23WIM | 36.4062 | -99.68 | WEST TEXAS GAS | ACTIVE | 2010-2019 | FISHER | 046-2 | NONE |  | NONE |  | NONE |  | NONE |  | NONE |  | NONE IRR ONLY | NO |  | 1 | [5 empty] | DIMP
TEX-1500 | 7070-2840 | BEAVER | Yes | 0 | NO | NO | NW1/4SEC15-T5N-R22ECM | 36.9003 | -100.6677 | WEST TEXAS GAS | ACTIVE | 2010-2019 | FISHER | 046-2 | NONE |  | NONE |  | NONE |  | NONE |  | NONE |  | NONE IRR ONLY | NO |  | 1 | [5 empty] | DIMP
STRAT-0010 | 7080-0850 | CIMARRON | Yes | 10 | Yes | No | S.W.C section 31 T-1 R-8 | 36.5016 | -102.245 | WEST TEXAS GAS | Active | 1960-1969 | Fisher 1" | 630 | Fisher 1" | 621 | National | 61-R | Fisher 1" | 1805 | Fisher 1" | 1805 | N/A |  | WGI Mainline | NO | N/A | 0 | 0 | 0 | 1 | 0 | None | DIMP
STRAT-0020 | 7080-0860 | CIMARRON | Yes | 10 | Yes | No | section 30 T-3 R-6 | 36.69 | -102.4597 | WEST TEXAS GAS | Inactive | 1960-1969 | Fisher 1" | 630 | Fisher 1" | 621 | National | 61-R | Fisher 1" | 1805 | Fisher 1" | 1805 | N/A |  | WGI Mainline | NO | N/A | 0 | 0 | 0 | 1 | 0 | None | DIMP
STRAT-0030 | 7080-0870 | CIMARRON | Yes | 10 | Yes | No | section 30 T-3 R-6 | 36.6942 | -102.4632 | WEST TEXAS GAS | Active | 1990-1999 | Fisher 1" | 621 | Fisher 1" | 621 | National | 61-R | Fisher 1" | 1805 | Fisher 1" | 1805 | N/A |  | WGI Mainline | NO | N/A | 0 | 0 | 0 | 1 | 0 | None | DIMP
STRAT-0040 | 7080-0880 | CIMARRON | Yes | 10 | Yes | No | section 30 T-3 R-6 | 36.6956 | -102.4644 | WEST TEXAS GAS | Active | 1960-1969 | Fisher 1" | 630 | Fisher 1" | 621 | National | 61-R | Fisher 1" | 1805 | Fisher 1" | 1805 | N/A |  | WGI Mainline | NO | N/A | 0 | 0 | 0 | 1 | 0 | None | DIMP

## GIS
SITE_NUMB | WTG_STAT_ | COUNTY | SUP_CUSTOM | AVG_VOLUM | B_I_F_H_O | GATH_AREA | LOCATION | LAT | LONG | OWN_OPER_B | STATUS | DECADE_B | REG_1_MAKE | REG_1_MODL | REG_2_MAKE | REG_2_MODL | REG_3_MAKE | REG_3_MODL | REL_1_MAKE | REL_1_MODL | REL_2_MAKE | REL_2_MODL | REL_3_MAKE | REL_3_MODL | ODOR_EQUIP | SUP_DISTRI | DIMP_SYS | IRR_SERV | CC_PA_SERV | RC_PA_SERV | RURAL_SERV | CITY_SERV | DESCIP_B | TIMP_DIMPB
EB0020 | 7070-1980 | BEAVER | Yes | 4.8 | Yes | NO | NW1/4SEC7-T4N-R24ECM | 36.8315 | -100.5182 | WEST TEXAS GAS | ACTIVE | 1940-1949 | FISHER | 046-2 | FISHER | 046-2 | NAT'L | 61R | NONE |  | NONE |  | NONE |  | WGI | NO |  |  |  |  | 1 |  |  | DIMP
EB0025 | 7070-1990 | BEAVER | Yes | 11.2 | No | Yes | SE1/4SEC6-T4N-R24ECM | 36.8377 | -100.5129 | WEST TEXAS GAS | ACTIVE | 2000-2009 | FISHER | 046-2 | FISHER | 046-2 | NONE |  | NONE |  | NONE |  | NONE |  | WGI | NO |  |  |  |  | 1 |  |  | DIMP
EB0045 | 7070-2010 | BEAVER | Yes | 7.8 | No | Yes | SW1/4SEC31-T5N-R23ECM | 36.8492 | -100.5124 | WEST TEXAS GAS | ACTIVE | 1940-1949 | RW | 041- | FISHER | 621P | NAT'L | 61R | NONE |  | NONE |  | NONE |  | WGI | NO |  |  |  | 1 | 1 |  |  | DIMP
EB0050 | 7070-2020 | BEAVER | Yes | 4.9 | No | Yes | SE1/4SEC36-T5N-R23ECM | 36.8533 | -100.5131 | WEST TEXAS GAS | ACTIVE | 1940-1949 | RW | 041- | FISHER | 621P | NAT'L | 61R | NONE |  | NONE |  | NONE |  | WGI | NO |  |  |  |  | 1 |  |  | DIMP
EB0055 | 7070-2070 | BEAVER | Yes | 10 | Yes | NO | NE1/4SEC36-T5N-R23ECM | 36.856 | -100.5131 | WEST TEXAS GAS | ACTIVE | 2000-2009 | FISHER | 046-2 | FISHER | 046-2 | NAT'L | 61R | NONE |  | NONE |  | NONE |  | WGI | NO |  |  |  |  | 1 |  |  | DIMP
EB0060 | 7070-2030 | BEAVER | Yes | 0 | No | NO | SE1/4SEC25-T5N-R23ECM | 36.8642 | -100.5131 | WEST TEXAS GAS | ACTIVE | 1940-1949 | RW | 041- | FISHER | 621 | NAT'L | 61R | NONE |  | NONE |  | NONE |  | WGI | NO |  |  |  |  | 1 |  |  | DIMP
EB0090 | 7070-2060 | BEAVER | Yes | 0 | Yes | Yes | NE1/4SEC14-T5N-R23ECM | 36.9062 | -100.531 | WEST TEXAS GAS | ACTIVE | 1940-1949 | RW | 041- | FISHER | 621P | NAT'L | 61R | NONE |  | NONE |  | NONE |  | WGI | NO |  |  |  | 1 |  |  |  | DIMP
EB0095 | 7070-2050 | BEAVER | Yes | 71.6 | Yes | Yes | NE1/4SEC14-T5N-R23ECM | 36.9053 | -100.531 | WEST TEXAS GAS | Inactive | 1940-1949 | NONE | NONE | NONE | NONE | NONE |  | NONE |  | NONE |  | NONE |  | WGI | NO |  |  |  | 1 |  |  |  | DIMP
EB0110 | 7070-1790 | BEAVER | Yes | 1.1 | Yes | NO | NE1/4SEC26-T5N-R23ECM | 36.8778 | -100.5313 | WEST TEXAS GAS | ACTIVE | Pre-1940 | FISHER | 046-2 | FISHER | 046-2 | NAT'L | 61R | NONE |  | NONE |  | NONE |  | WGI | NO |  |  |  |  | 1 |  |  | DIMP
EB0115 | 7070-1800 | BEAVER | Yes | 4.6 | Yes | NO | NW1/4SEC26-T5N-R23ECM | 36.8778 | -100.5425 | WEST TEXAS GAS | ACTIVE | Pre-1940 | RW | 041- | FISHER | 621P | NAT'L | 61R | NONE |  | NONE |  | NONE |  | WGI | NO |  |  |  |  | 1 |  |  | DIMP
EB0120 | 7070-1810 | BEAVER | Yes | 6.4 | Yes | NO | NW1/4SEC27-T5N-R23ECM | 36.8778 | -100.5635 | WEST TEXAS GAS | ACTIVE | Pre-1940 | RW | 041- | FISHER | 621 | NAT'L | 61R | NONE |  | NONE |  | NONE |  | WGI | NO |  |  |  |  | 1 |  |  | DIMP
EB0125 | 7070-1820 | BEAVER | Yes | 3.4 | Yes | NO | NW1/4SEC29-T5N-R23ECM | 36.8778 | -100.598 | WEST TEXAS GAS | ACTIVE | Pre-1940 | RW | 041- | FISHER | 620 | NAT'L | 61R | NONE |  | NONE |  | NONE |  | WGI | NO |  |  |  |  | 1 |  |  | DIMP
EB0140 | 7070-1830 | BEAVER | Yes | 4.2 | Yes | NO | NE1/4SEC25-T5N-R22ECM | 36.8778 | -100.6269 | WEST TEXAS GAS | ACTIVE | Pre-1940 | RW | 041- | FISHER | 627R | NAT'L | 61R | NONE |  | NONE |  | NONE |  | WGI | NO |  |  |  |  | 1 |  |  | DIMP
EB0145 | 7070-1840 | BEAVER | Yes | 0 | No | NO | NE1/4SEC28-T5N-R22ECM | 36.8776 | -100.6817 | WEST TEXAS GAS | ACTIVE | Pre-1940 | FISHER | 046-2 | FISHER | 046-2 | NONE |  | NONE |  | NONE |  | NONE |  | WGI | NO |  | 1 | [5 empty] | DIMP
EB0155 | 7070-1850 | BEAVER | Yes | 374.5 | No | NO | NW1/4SEC28-T5N-R22ECM | 36.8777 | -100.693 | WEST TEXAS GAS | ACTIVE | Pre-1940 | FISHER | 046-2 | NONE |  | NONE |  | NONE |  | NONE |  | NONE |  | WGI | NO |  | 1 | [5 empty] | DIMP
EB0160 | 7070-1860 | BEAVER | Yes | 302.9 | No | NO | SE1/4SEC20-T5N-R22ECM | 36.878 | -100.7021 | WEST TEXAS GAS | ACTIVE | Pre-1940 | FISHER | 041-2 | FISHER | 627R | NONE |  | NONE |  | NONE |  | NONE |  | WGI | NO |  | 1 | [5 empty] | DIMP
EB0165 | 7070-2730 | BEAVER | Yes | 35.5 | No | NO | SW1/4SEC20-T5N-R22ECM | 36.8779 | -100.7076 | WEST TEXAS GAS | ACTIVE | Pre-1940 | FISHER | 046-2 | FISHER | 046-2 | NONE |  | NONE |  | NONE |  | NONE |  | WGI | NO |  | 1 | [5 empty] | DIMP
EB0175 | 7070-1870 | BEAVER | Yes | 13.5 | No | NO | NE1/4SEC30-T5N-R22ECM | 36.8778 | -100.7114 | WEST TEXAS GAS | ACTIVE | Pre-1940 | FISHER | 041- | FISHER | 041- | NONE |  | NONE |  | NONE |  | NONE |  | WGI | NO |  |  |  |  | 1 |  |  | DIMP
EB0190 | 7070-1890 | BEAVER | Yes | 7.4 | Yes | NO | NW1/4SEC25-T5N-R21ECM | 36.8777 | -100.7464 | WEST TEXAS GAS | ACTIVE | Pre-1940 | FISHER | 041- | FISHER | 621 | NONE |  | NONE |  | NONE |  | NONE |  | WGI | NO |  |  |  |  | 2 |  |  | DIMP
EB0200 | 7070-2740 | BEAVER | Yes | 312.4 | No | NO | NW1/4SEC26-T5N- R21ECM | 36.8777 | -100.7651 | WEST TEXAS GAS | ACTIVE | Pre-1940 | FISHER | 046-2 | FISHER | 046-2 | NONE |  | NONE |  | NONE |  | NONE |  | WGI | NO |  | 1 | [5 empty] | DIMP
EB0205 | 7070-1910 | BEAVER | Yes | 5 | Yes | NO | NW1/4SEC28-T5N-R21ECM | 36.8776 | -100.8011 | WEST TEXAS GAS | ACTIVE | Pre-1940 | FISHER | 041- | FISHER | 462 | NAT'L | 61R | NONE |  | NONE |  | NONE |  | WGI | NO |  |  |  |  | 1 |  |  | DIMP
EB0225 | 7070-1920 | BEAVER | Yes | 6.3 | Yes | NO | NE1/4SEC30-T5N-R21ECM | 36.8776 | -100.8197 | WEST TEXAS GAS | ACTIVE | Pre-1940 | FISHER | 621 | NAT'L | 61R | NONE |  | NONE |  | NONE |  | NONE |  | WGI | NO |  |  |  |  | 1 |  |  | DIMP
EB0235 | 7070-1930 | BEAVER | Yes | 9 | Yes | NO | NE1/4SEC26-T5N-R20ECM | 36.8776 | -100.8625 | WEST TEXAS GAS | ACTIVE | Pre-1940 | FISHER | 046-2 | FISHER | 046-2 | NAT'L | 61R | NONE |  | NONE |  | NONE |  | WGI | NO |  |  |  |  | 1 |  |  | DIMP
EB0240 | 7070-1940 | BEAVER | Yes | 152.1 | No | NO | NW1/4SEC26-T5N-R20ECM | 36.8776 | -100.8646 | WEST TEXAS GAS | ACTIVE | Pre-1940 | FISHER | 046-2 | FISHER | 046-2 | NONE |  | NONE |  | NONE |  | NONE |  | WGI | NO |  | 1 | [5 empty] | DIMP
EB0250 | 7070-1950 | BEAVER | Yes | 60 | No | NO | NE1/4SEC27-T5N-R20ECM | 36.8776 | -100.8788 | WEST TEXAS GAS | ACTIVE | Pre-1940 | FISHER | 046-2 | FISHER | 046-2 | NONE |  | NONE |  | NONE |  | NONE |  | WGI | NO |  | 1 | [5 empty] | DIMP
EB0265 | 7070-2770 | BEAVER | Yes | 270 | No | NO | NE1/4SEC28-T5N-R20ECM | 36.8777 | -100.8958 | WEST TEXAS GAS | ACTIVE | Pre-1940 | FISHER | 046-2 | FISHER | 046-2 | NONE |  | NONE |  | NONE |  | NONE |  | WGI | NO |  | 1 | [5 empty] | DIMP
EB0270 | 7070-1960 | BEAVER | Yes | 3.2 | Yes | NO | NW1/4SEC28-T5N-R20ECM | 36.8776 | -100.9089 | WEST TEXAS GAS | ACTIVE | Pre-1940 | FISHER | 41 | FISHER | 627 | NAT'L | 61R | NONE |  | NONE |  | NONE |  | WGI | NO |  |  |  |  | 1 |  |  | DIMP
EB0280 |  | BEAVER | Yes | 0 | No | NO | SW1/4SEC20-5N-20ECM | 36.8778 | -100.9188 | WEST TEXAS GAS | ACTIVE | 2000-2009 | SENSUS | 046-2 | SENSUS | 046-2 | NONE |  | NONE |  | NONE |  | NONE |  | WGI | NO |  | 1 | [5 empty] | DIMP
EB0285 | 7070-1970 | BEAVER | Yes | 6.8 | Yes | NO | NW1/4SEC29-T5N-R20ECM | 36.8776 | -100.9274 | WEST TEXAS GAS | ACTIVE | Pre-1940 | FISHER | 046-2 | FISHER | 046-2 | NAT'L | 61R | NONE |  | NONE |  | NONE |  | WGI | NO |  |  |  |  | 1 |  |  | DIMP
EB0295 | 7070-2180 | BEAVER | Yes | 9.8 | Yes | NO | NE1/4SEC30-T5N-R20ECM | 36.8777 | -100.9311 | WEST TEXAS GAS | ACTIVE | Pre-1940 | FISHER | 046-2 | FISHER | 046-2 | FISHER | 61R | NONE |  | NONE |  | NONE |  | WGI | NO |  |  |  |  | 1 |  |  | DIMP
EB0305 | 7070-2160 | TEXAS | Yes | 0.8 | Yes | NO | NE1/4SEC26-T5N-R19ECM | 36.8776 | -100.9708 | WEST TEXAS GAS | ACTIVE | Pre-1940 | FISHER | 621 | NONE | 61R | NONE |  | RW | 163 | NONE |  | NONE |  | WGI | NO |  |  |  |  | 1 |  |  | DIMP
EB0310 | 7070-2150 | TEXAS | Yes | 4.6 | No | NO | SW1/4SEC23-T5N-R19ECM | 36.8796 | -100.9813 | WEST TEXAS GAS | ACTIVE | Pre-1940 | FISHER | 046-2 | FISHER | 046-2 | NAT'L | 61R | NONE |  | NONE |  | NONE |  | WGI | NO |  |  |  |  | 1 |  |  | DIMP
EB0315 | 7070-2140 | TEXAS | Yes | 12.1 | Yes | NO | NE1/4SEC27-T5N-R19ECM | 36.8776 | -100.9866 | WEST TEXAS GAS | ACTIVE | Pre-1940 | FISHER | 621 | FISHER | 046-2 | FISHER | 61R | FISHER | 289H | NONE |  | NONE |  | WGI | NO |  |  |  |  | 1 |  |  | DIMP
EB0320 | 7070-2130 | TEXAS | Yes | 289.9 | No | NO | NE1/4SEC27-T5N-R19ECM | 36.8776 | -100.9906 | WEST TEXAS GAS | ACTIVE | Pre-1940 | RW | 041- | FISHER | 621 | NONE |  | NONE |  | NONE |  | NONE |  | WGI | NO |  | 1 | [5 empty] | DIMP
EB0325 | 7070-2120 | TEXAS | Yes | 7.2 | No | NO | SW1/4SEC22-T5N-R19ECM | 36.8807 | -100.9989 | WEST TEXAS GAS | ACTIVE | Pre-1940 | FISHER | 046-2 | FISHER | 046-2 | NAT'L | 61R | NONE |  | NONE |  | NONE |  | WGI | NO |  |  |  |  | 1 |  |  | DIMP
EB0345 | 7070-2100 | TEXAS | Yes | 155 | No | NO | NW1/4SEC29-T5N-R19ECM | 36.8776 | -101.0355 | WEST TEXAS GAS | ACTIVE | Pre-1940 | FISHER | 046-1 | FISHER | 046-1 | NONE |  | FISHER | 289H | UNK | UNK | NONE |  | WGI | NO |  | 1 | [5 empty] | DIMP
EB0365 | 7070-2200 | TEXAS | Yes | 0.6 | Yes | NO | NE1/4SEC30-T5N-R18ECM | 36.8776 | -101.1504 | WEST TEXAS GAS | ACTIVE | Pre-1940 | FISHER | 046-1 | NONE | NONE | NONE |  | NONE |  | NONE |  | NONE |  | WGI | NO |  |  |  |  | 1 |  |  | DIMP
EB0380 | 7070-2750 | TEXAS | Yes | 857 | No | NO | NE1/4SEC3-T5N-R18ECM | 36.9341 | -101.0983 | WEST TEXAS GAS | ACTIVE | Pre-1940 | FISHER | 046-2 | FISHER | 046-2 | NONE |  | NONE |  | NONE |  | NONE |  | WGI | NO |  | 1 | [5 empty] | DIMP
EB0390 | 7070-2210 | TEXAS | Yes | 8.4 | No | NO | SW1/4SEC26-T5N-R17ECM | 36.8633 | -101.1982 | WEST TEXAS GAS | ACTIVE | Pre-1940 | FISHER | 046-1 | NONE | NONE | NONE |  | NONE |  | NONE |  | NONE |  | WGI | NO |  |  |  |  | 1 |  |  | DIMP
EB0395 | 7070-1770 | TEXAS | Yes | 28 | Yes | Yes | SW1/4SEC34-T5N-R17ECM | 36.8558 | -101.2121 | WEST TEXAS GAS | ACTIVE | 1990-1999 | FISHER | 627M (MONITOR) | FISHER | 627H | AMERICAN | 61R | FISHER | 289H | NONE |  | NONE |  | WGI | NO |  |  | 1 |  |  |  |  | DIMP
EB0400 | 7070-1780 | TEXAS | Yes | 29 | Yes | Yes | SW1/4SEC34-T5N-R17ECM | 36.855 | -101.2157 | WEST TEXAS GAS | ACTIVE | Pre-1940 | FISHER | 046-M (MONITOR) | FISHER | 046-1 | NONE |  | NONE |  | NONE |  | NONE |  | WGI | NO |  |  | 1 |  |  |  |  | DIMP
EB0405 | 7070-2220 | TEXAS | Yes | 5.9 | Yes | Yes | SE1/4SEC33-T5N-R17ECM | 36.8543 | -101.2168 | WEST TEXAS GAS | ACTIVE | Pre-1940 | NAT'L | 61R | NONE | NONE | NONE |  | NONE |  | NONE |  | NONE |  | WGI | NO |  |  |  |  | 1 |  |  | DIMP
EB0420 | 7070-2230 | TEXAS | Yes | 16.1 | No | NO | NWSEC3-T4N-R17ECM | 36.8485 | -101.2195 | WEST TEXAS GAS | ACTIVE | 1980-1989 | FISHER | 046- | FISHER | 046- | NONE |  | NONE |  | NONE |  | NONE |  | WGI | NO |  |  |  |  | 2 |  |  | DIMP
EB0425 | 7070-2250 | TEXAS | Yes | 14 | Yes | NO | NWSEC3-T4N-R17ECM | 36.8445 | -101.2238 | WEST TEXAS GAS | ACTIVE | 1980-1989 | FISHER | 046-2 | FISHER | 046-2 | NONE |  | FISHER | H203 | NONE |  | NONE |  | WGI | NO |  |  |  |  | 2 |  |  | DIMP
EB0440 | 7070-2270 | TEXAS | Yes | 1.1 | No | NO | SW1/4SEC4-T4N-R17ECM | 36.8389 | -101.2411 | WEST TEXAS GAS | ACTIVE | 1980-1989 | FISHER | 627H | FISHER | 627M | FISHER | 627R | MERCER |  | FISHER | H203 | NONE |  | WGI | NO |  |  |  |  | 1 |  |  | DIMP
EB0450 | 7070-1640 | TEXAS | Yes | 453 | No | NO | NW1/4SEC29-T4N-R17ECM | 36.7902 | -101.2593 | WEST TEXAS GAS | ACTIVE | 1980-1989 | NONE | NONE | NONE | NONE | NONE |  | NONE |  | NONE |  | NONE |  | WGI | NO |  |  |  | 1 |  |  |  | DIMP
EB0455 | 7070-2290 | TEXAS | Yes | 6.2 | No | NO | NW1/4SEC8-T4N-R17ECM | 36.8184 | -101.2716 | WEST TEXAS GAS | ACTIVE | 1980-1989 | FISHER | 630H | FISHER | 046-1 | FISHER | 046-1 | FISHER | H203 | FISHER | H203 | NONE |  | WGI | NO |  |  |  | 1 |  |  |  | DIMP
EB0460 | 7070-2300 | TEXAS | Yes | 89.9 | Yes | NO | SW1/413-4N-16ECM | 36.8117 | -101.2815 | WEST TEXAS GAS | Active | 2000-2009 | FISHER | 630H | FISHER | 046P | FISHER | 99-129 | FISHER | H203 | FISHER | H203 | FISHER | 289H | WGI | NO |  |  |  | 1 |  |  |  | DIMP
EB0465 | 7070-2310 | TEXAS | Yes | 4.5 | Yes | NO | NW1/4SEC24-T4N-R17ECM | 36.8031 | -101.2942 | WEST TEXAS GAS | ACTIVE | 1980-1989 | FISHER | 630H | FISHER | 046-1 | FISHER | 046-1 | FISHER | H203 | NONE |  | NONE |  | WGI | NO |  |  |  | 1 |  |  |  | DIMP
EB0470 | 7070-2610 | TEXAS | Yes | 153.8 | Yes | NO | NE1/4SEC27-T4N-R16ECM | 36.7901 | -101.3207 | WEST TEXAS GAS | Active | 1980-1989 | RW | 41 | FISHER | 046-1 | FISHER | 046-1 | FISHER | H203 | FISHER | H203 | NONE |  | WGI | No |  |  |  | 2 |  |  |  | DIMP
EB0475 | 7070-2310 | TEXAS | Yes | 3.8 | No | NO | NW1/4SEC24-T4N-R17ECM | 36.8031 | -101.2942 | WEST TEXAS GAS | ACTIVE | 1980-1989 | FISHER | 630H | FISHER | 046-1 | FISHER | 046-1 | FISHER | H203 | NONE |  | NONE |  | WGI | NO |  |  |  | 1 |  |  |  | DIMP
EB0480 | 7070-2330 | TEXAS | Yes | 16.8 | No | NO | SW1/4SEC12-T3N-R16ECM | 36.7336 | -101.3976 | WEST TEXAS GAS | ACTIVE | 1980-1989 | FISHER | 046-2 | FISHER | 046-2 | NONE |  | NONE |  | NONE |  | NONE |  | WGI | NO |  | 1 | [5 empty] | DIMP
EB0485 | 7070-2340 | TEXAS | Yes | 109.6 | No | NO | NE1/4SEC14-T3N-R15ECM | 36.7294 | -101.4083 | WEST TEXAS GAS | ACTIVE | 1980-1989 | FISHER | 046-1 | FISHER | 046-1 | FISHER | 61R | FISHER | 298H | FISHER | 289H | NONE |  | WGI | NO |  | 1 |  |  | 1 |  |  | DIMP
EB0490 | 7070-2780 | TEXAS | Yes | 259.7 | No | NO | NW1/4SEC14-T3N-R15ECM | 36.7291 | -101.4204 | WEST TEXAS GAS | ACTIVE | 1980-1989 | FISHER | 046-2 | FISHER | 046-2 | NONE |  | NONE |  | NONE |  | NONE |  | WGI | NO |  | 1 | [5 empty] | DIMP
EB0495 | 7070-2760 | TEXAS | Yes | 797.1 | No | NO | NE1/4SEC15-T3N-R15ECM | 36.729 | -101.4292 | WEST TEXAS GAS | ACTIVE | 1980-1989 | FISHER | 046-2 | FISHER | 046-2 | NONE |  | NONE |  | NONE |  | NONE |  | WGI | NO |  | 1 | [5 empty] | DIMP
EB0500 |  | TEXAS | Yes | 61603 | Yes | NO | NE1/4SEC21-3N-15ECM | 36.7106 | -101.4471 | WEST TEXAS GAS | Active | 1980-1989 | [12 empty] | WGI | NO |  |  |  | 1 |  |  |  | DIMP
EB0510 | 7070-1650 | TEXAS | Yes | 5764 | Yes | NO | NW1/4SEC33-T4N-R16ECM | 36.7755 | -101.3412 | WEST TEXAS GAS | ACTIVE | 1980-1989 | RW | 57S (MONITOR) | RW | 57S (MONTOR) | NONE |  | NONE |  | NONE |  | NONE |  | WGI | NO |  |  |  | 1 |  |  |  | DIMP
EB0520 | 7070-2350 | TEXAS | Yes | 1580.4 | Yes | NO | SW1/4SEC29-T4N-R16ECM | 36.7763 | -101.3679 | WEST TEXAS GAS | ACTIVE | Pre-1940 | FISHER | 046-1 | FISHER | 046-2 | NONE |  | NONE |  | FISHER | 1805 | NONE |  | WGI | NO |  | 1 | [5 empty] | DIMP
EB0525 | 7070-2380 | TEXAS | Yes | 27.5 | Yes | NO | SE1/4SEC30-T4N-R16ECM | 36.7763 | -101.3685 | WEST TEXAS GAS | ACTIVE | Pre-1940 | FISHER | 046-2 | FISHER | 046-2 | NONE |  | NONE |  | NONE |  | NONE |  | WGI | NO |  | 1 | [5 empty] | DIMP
EB0475 | 7070-2390 | TEXAS | Yes | 368.6 | No | NO | SW1/4SEC30-T4N-R16ECM | 36.7764 | -101.3843 | WEST TEXAS GAS | ACTIVE | Pre-1940 | RW | 041- | FISHER | 621P | NONE | NONE | FISHER | 1805-1 | NONE |  | NONE |  | WGI | NO |  | 1 | [5 empty] | DIMP
EB0535 | 7070-2400 | TEXAS | Yes | 9.5 | No | NO | SE1/4SEC25-T4N-R15ECM | 36.7764 | -101.3854 | WEST TEXAS GAS | ACTIVE | Pre-1940 | FISHER | 627 | FISHER | 621P | FISHER | 61R |  |  | NONE |  | NONE |  | WGI | NO |  | 1 | [5 empty] | DIMP
EB0540 | 7070-2410 | TEXAS | Yes | 509.4 | No | NO | NE1/4SEC36-T4N-R15ECM | 36.7761 | -101.3914 | WEST TEXAS GAS | ACTIVE | Pre-1940 | FISHER | 046-1 | FISHER | 621 | NONE |  | FISHER | 203 | FISHER | 289H | NONE |  | WGI | NO |  |  |  | 1 |  |  |  | DIMP
EB0545 | 7070-2420 | TEXAS | Yes | 224.8 | No | NO | SW1/4SEC25-T4N-R15ECM | 36.7764 | -101.3936 | WEST TEXAS GAS | ACTIVE | 1980-1989 | FISHER | 046-1 | FISHER | 046-2 | NONE |  | FISHER | 203 | NONE |  | NONE |  | WGI | NO |  | 1 | [5 empty] | DIMP
EB0550 | 7070-2440 | TEXAS | Yes | 423.6 | No | NO | SW1/4SEC26-T4N-R1ECM5 | 36.7764 | -101.3971 | WEST TEXAS GAS | ACTIVE | 1980-1989 | FISHER | 046-1 | FISHER | 621 | NONE |  | FISHER | 203H | FISHER | 289H | NONE |  | WGI | NO |  | 1 | [5 empty] | DIMP
EB0560 | 7070-1670 | TEXAS | Yes | 408 | No | NO | SW1/4SEC30-T4N-R15ECM | 36.7764 | -101.3969 | WEST TEXAS GAS | ACTIVE | 1990-1999 | RW | 57S (MONITOR) | RW | 57S (MONTOR) | NONE |  | NONE |  | NONE |  | NONE |  | WGI | NO |  |  |  | 1 |  |  |  | DIMP
EB0570 | 7070-2450 | TEXAS | Yes | 7.1 | No | NO | SE1/4SEC27-T4N-R15ECM | 36.7766 | -101.4272 | WEST TEXAS GAS | ACTIVE | Pre-1940 | RW | 041-2 | FISHER | 621 | NONE |  | NONE |  | FISHER | 203H | NONE |  | WGI | NO |  | 1 | [5 empty] | DIMP
EB0575 | 7070-2460 | TEXAS | Yes | 278.8 | No | NO | SW1/4SEC27-T4N-R1ECM5 | 36.7766 | -101.4322 | WEST TEXAS GAS | ACTIVE | Pre-1940 | FISHER | 046- | FISHER | 621 | NONE |  | NONE |  | NONE |  | NONE |  | WGI | NO |  | 1 | [5 empty] | DIMP
EB0580 | 7070-2480 | TEXAS | Yes | 6.1 | Yes | NO | NE1/4SEC5-T3N-R15ECM | 36.7561 | -101.4566 | WEST TEXAS GAS | ACTIVE | Pre-1940 | RW | 041- | FISHER | 621 | FISHER | 61R | NONE |  | FISHER | 1805 | NONE |  | WGI | NO |  | 1 | [5 empty] | DIMP
EB0595 | 7070-2470 | TEXAS | Yes | 283.1 | No | NO | SE1/4SEC29-T4N-R15ECM | 36.7767 | -101.4655 | WEST TEXAS GAS | ACTIVE | Pre-1940 | FISHER | 046-2 | FISHER | 621 | NONE |  | NONE |  | NONE |  | NONE |  | WGI | NO |  | 1 | [5 empty] | DIMP
EB0600 | 7070-2600 | TEXAS | Yes | 6.3 | Yes | NO | SE1/4SEC30-T4N-R15ECM | 36.7769 | -101.4788 | WEST TEXAS GAS | ACTIVE | 1990-1999 | RW | 041- | FISHER | 621 | NAT'L | 61R | NONE |  | NONE |  | NONE |  | WGI | NO |  |  |  |  | 1 |  |  | DIMP
EB0610 | 7070-2590 | TEXAS | Yes | 7.2 | Yes | NO | NE1/4SEC12-T3N-R14ECM | 36.7405 | -101.4923 | WEST TEXAS GAS | ACTIVE | Pre-1940 | RW | 041- | FISHER | 621P | NAT'L | 61R | NONE |  | NONE |  | NONE |  | WGI | NO |  |  |  |  | 1 |  |  | DIMP
EB0615 | 7070-2580 | TEXAS | Yes | 5.5 | Yes | NO | NE1/4SEC12-T3N-R14ECM | 36.74 | -101.4923 | WEST TEXAS GAS | ACTIVE | Pre-1940 | FISHER | 621P | NAT'L | 61R | NONE |  | NONE |  | NONE |  | NONE |  | WGI | NO |  |  |  |  | 1 |  |  | DIMP
EB0620 | 7070-2570 | TEXAS | Yes | 3.6 | Yes | NO | NE1/4SEC12-T3N-R14ECM | 36.7392 | -101.4923 | WEST TEXAS GAS | ACTIVE | Pre-1940 | FISHER | 046-2 | FISHER | 046-1 | NAT'L | 61R | UNK |  | UNK |  | NONE |  | WGI | NO |  |  |  |  | 1 |  |  | DIMP
EB0625 | 7070-2560 | TEXAS | Yes | 6.3 | Yes | NO | NE1/4SEC12-T3N-R14ECM | 36.738 | -101.4923 | WEST TEXAS GAS | ACTIVE | Pre-1940 | FISHER | 041- | FISHER | 621 | NAT'L | 61R | NONE |  | NONE |  | NONE |  | WGI | NO |  |  |  |  | 1 |  |  | DIMP
EB0636 | 7070-2530 | TEXAS | Yes | 26.8 | Yes | NO | SW1/4SEC13-T3N-R14ECM | 36.7252 | -101.4918 | WEST TEXAS GAS | ACTIVE | Pre-1940 | RW | 041- | FISHER | 041- | NONE |  | UNK |  | UNK |  | NONE |  | WGI | NO |  |  |  |  | 1 |  |  | DIMP
EB0640 | 7070-2850 | TEXAS | Yes | 203.9 | No | NO | SW1/4SEC13-T3N-R14ECM | 36.7237 | -101.4918 | WEST TEXAS GAS | ACTIVE | Pre-1940 | FISHER | 046-2 | FISHER | 046-2 | NONE |  | NONE |  | NONE |  | NONE |  | WGI | NO |  | 1 | [5 empty] | DIMP
EB0645 | 7070-2520 | TEXAS | Yes | 5.3 | Yes | NO | SW1/4SEC13-T3N-R14ECM | 36.7189 | -101.4921 | WEST TEXAS GAS | ACTIVE | Pre-1940 | FISHER | 621 | FISHER | 621 | NAT'L | 61R | NONE |  | NONE |  | NONE |  | WGI | NO |  |  |  |  | 1 |  |  | DIMP
EB0655 | 7070-2510 | TEXAS | Yes | 6.2 | Yes | NO | NE1/4SEC24-T3N-R14ECM | 36.7123 | -101.4923 | WEST TEXAS GAS | ACTIVE | Pre-1940 | RW | 041- | NAT'L | 61R | NONE |  | FISHER | 1805 | NONE |  | NONE |  | WGI | NO |  |  |  |  | 1 |  |  | DIMP
EB0660 | 7070-2500 | TEXAS | Yes | 0 | Yes | NO | SE1/4SEC24-T3N-R14ECM | 36.7113 | -101.4924 | WEST TEXAS GAS | INACTIVE | Pre-1940 | NONE | NONE | NONE | NONE | NONE |  | NONE |  | NONE |  | NONE |  | WGI | NO | [7 empty] | DIMP
EB0685 | 7070-2660 | TEXAS | Yes | 0.3 | Yes | NO | NW1/4SEC25-T3N-R14ECM | 36.704 | -101.5101 | WEST TEXAS GAS | ACTIVE | 2000-2009 | NAT'L | 61R | NONE |  | NONE |  | NONE |  | NONE |  | NONE |  | WGI | NO | NO |  |  |  | 1 |  |  | DIMP
EB0690 | 7070-2650 | TEXAS | Yes | 2.1 | Yes | NO | SW1/4SEC25-T3N-R14ECM | 36.7005 | -101.51 | WEST TEXAS GAS | ACTIVE | 2000-2009 | NAT'L | 61R | NONE |  | NONE |  | NONE |  | NONE |  | NONE |  | WGI | NO | NO |  |  |  | 1 |  |  | DIMP
EB0695 | 7070-2640 | TEXAS | Yes | 7.3 | Yes | NO | SW1/4SEC25-T3N-R14ECM | 36.6979 | -101.51 | WEST TEXAS GAS | ACTIVE | 2000-2009 | NAT'L | 61R | NONE |  | NONE |  | NONE |  | NONE |  | NONE |  | WGI | NO | NO |  |  |  | 1 |  |  | DIMP
ET-0005 | 7080-0830 | SHERMAN | Yes | 4000 | No | No | SE 1/4 Sec 3 PSL Blk 1 | 36.4881 | -102.1208 | WEST TEXAS GAS | Active | 1970-1979 | Fisher | 627-H | Fisher | 627-H | none | none | none | none | none | none | none | none | WGI | No |  | 1 | 0 | 0 | 0 | 0 | No Issues | DIMP
ET-0025 | 7080-0180 | SHERMAN | Yes | 3500 | No | No | NW 1/4 Section 194 GH&H Block 1C | 36.4736 | -101.9 | WEST TEXAS GAS | Active | 1960-1969 | Fisher | 630 Big Joe | none | none | none | none | Fisher | 289 HH | none | none | none | none | FROM WGI | NO |  | 1 | 0 | 0 | 0 | 0 | No Issues | DIMP
ET-0040 | 7080-0170 | SHERMAN | Yes | 440 | No | No | NW 1/4 Section 137 GH&H Block 1C | 36.4728 | -101.8333 | WEST TEXAS GAS | Active | 1960-1969 | Fisher | 046-2 | Fisher | 46 | none | none | Fisher | 1805 | none | none | none | none | FROM WGI | NO |  | 1 | 0 | 0 | 0 | 0 | No Issues | DIMP
ET-0095 | 7080-0220 | TEXAS | Yes | 10 | Yes | No | SW 1/4 Section 28 T1N R12E | 36.5167 | -101.7806 | WEST TEXAS GAS | Active | 1960-1969 | Rockwell | o41 | Fisher | 621 | none | none | Fisher | 1805 | Fisher | 1805 | none | none | FROM WGI | NO |  | 0 | 0 | 0 | 1 | 0 | No Issues | DIMP
ET-0100 | 7080-0230 | TEXAS | Yes | 10 | Yes | No | SW 1/4 Section 21 T1N R12E | 36.5308 | -101.7806 | WEST TEXAS GAS | Active | 1960-1969 | Rockwell | 041-2 | Fisher | 627 R | none | none | Fisher | 1805 | Fisher | 1805 | none | none | FROM WGI | NO |  | 0 | 0 | 0 | 1 | 0 | No Issues | DIMP
ET-0105 | 7080-0240 | TEXAS | Yes | 10 | Yes | No | NW 1/4 Section 21 T1N R12E | 36.5375 | -101.7806 | WEST TEXAS GAS | Active | 1960-1969 | Fisher | 046-2 | Fisher | 627 | none | none | Fisher | 1805 | Fisher | 1805 | none | none | FROM WGI | NO |  | 0 | 0 | 0 | 1 | 0 | No Issues | DIMP
ET-0115 | 7080-0350 | TEXAS | Yes | 220 | Yes | No | SW 1/4 Section 4 T1N R12E | 36.5705 | -101.7805 | WEST TEXAS GAS | Active | 1960-1969 | Rockwell | o41 | Fisher | 621 | none | none | none | none | none | none | none | none | FROM WGI | NO |  | 1 | 0 | 0 | 0 | 0 | No Issues | DIMP
ET-0130 |  | TEXAS | Yes | 30 | Yes | No | SE 1/4 Sec 3 T1N R12E | 36.5809 | -101.7449 | WEST TEXAS GAS | Active | 1960-1969 | Belgas | 627 | Belgas | 627 | none | none | Rockwell | OPSO VALVE | none | none | none | none | WGI | NO |  | 0 | 0 | 0 | 1 | 0 | No Issues | DIMP
ET-0140 | 7080-0250 | TEXAS | Yes | 10 | Yes | No | SW 1/4 Section 35 T2N R12E | 36.5881 | -101.7433 | WEST TEXAS GAS | Active | 1960-1969 | Rockwell | o41 | Fisher | 621 | none | none | Rockwell | OPSO VALVE | none | none | none | none | FROM WGI | NO |  | 0 | 0 | 0 | 1 | 0 | No Issues | DIMP
ET-0150 | 7080-0300 | TEXAS | Yes | 10 | Yes | No | SW 1/4 Section 31 T2N R13E | 36.5881 | -101.705 | WEST TEXAS GAS | Active | 1960-1969 | Rockwell | o41 | Fisher | 621 | none | none | Fisher | 1805 | Fisher | P145 | none | none | FROM WGI | NO |  | 0 | 0 | 0 | 1 | 0 | No Issues | DIMP
ET-0155 | 7080-0400 | TEXAS | Yes | 1000 | No | No | SW 1/4 Section 31 T2N R13E | 36.5881 | -101.7008 | WEST TEXAS GAS | Active | 1960-1969 | Fisher | o46 | Fisher | o46 | none | none | Fisher | P145 | Fisher | P145 | none | none | FROM WGI | NO |  | 1 | 0 | 0 | 0 | 0 | No Issues | DIMP
ET-0165 | 7080-0370 | TEXAS | Yes | 220 | No | No | SW 1/4 Section 33 T2N R13E | 36.5881 | -101.6644 | WEST TEXAS GAS | Active | 1960-1969 | Rockwell | o41 | Fisher | 621 | none | none | none | none | none | none | none | none | FROM WGI | NO |  | 1 | 0 | 0 | 0 | 0 | No Issues | DIMP
ET-0175 | 7080-0380 | TEXAS | Yes | 220 | No | No | SW 1/4 Section 34 T2N R13E | 36.5883 | -101.6539 | WEST TEXAS GAS | Active | 1960-1969 | Fisher | o46 | Fisher | o46 | none | none | Fisher | 289H | none | none | none | none | FROM WGI | NO |  | 1 | 0 | 0 | 0 | 0 | No Issues | DIMP
ET-0185 | 7080-0310 | TEXAS | Yes | 10 | Yes | No | SE 1/4 Section 34 T2N R13E | 36.5881 | -101.6442 | WEST TEXAS GAS | Active | 1960-1969 | Fisher | o46 | Fisher | o46 | none | none | Fisher | 289H | none | none | none | none | FROM WGI | NO |  | 0 | 0 | 0 | 1 | 0 | No Issues | DIMP
ET-0205 | 7080-0390 | TEXAS | Yes | 220 | No | No | NE 1/4 Seection 26 T1N R13E | 36.5297 | -101.6225 | WEST TEXAS GAS | Active | 1960-1969 | Rockwell | o42 | Fisher | 621 | none | none | none | none | none | none | none | none | FROM WGI | NO |  | 1 | 0 | 0 | 0 | 0 | No Issues | DIMP
ET-0215 | 7080-0340 | TEXAS | Yes | 200 | No | No | SW 1/4 Section 26 T1N R13E | 36.5164 | -101.6367 | WEST TEXAS GAS | Active | 1990-1999 | Fisher | 046-C | Fisher | 046-CM | Fisher 046-C | 046-C | none | none | none | none | none | none | FROM WGI | NO |  | 0 | 0 | 1 | 0 | 0 | No Issues | DIMP
ET-0235 | 7080-0320 | TEXAS | Yes | 500 | Yes | No | NE 1/4 Section 35 T2N R13E | 36.5953 | -101.625 | WEST TEXAS GAS | Active | 1960-1969 | Rockwell | 461-57S | Rockwell | 461-57S | none | none | N/A Monitor | none | none | none | none | none | FROM WGI | NO |  | 0 | 1 | 0 | 0 | 0 | No Issues | DIMP
ET-0250 | 7080-0200 | TEXAS | Yes | 30 | Yes | No | NE 1/4 Section 35 T2N R13E | 36.5956 | -101.6236 | WEST TEXAS GAS | Active | 1960-1969 | Rockwell | o41 | Fisher | o46 | none | none | Fisher | 289 H | none | none | none | none | FROM WGI | NO |  | 0 | 0 | 0 | 1 | 0 | No Issues | DIMP
ET-0270 | 7080-0410 | TEXAS | Yes | 450 | No | No | SE 1/4 Section 10 T2N R14E | 36.6492 | -101.5322 | WEST TEXAS GAS | Active | 1960-1969 | Rockwell | o41 | Fisher | 046-2 | none | none | Fisher | 289H | none | none | none | none | FROM WGI | NO |  | 1 | 0 | 0 | 0 | 0 | No Issues | DIMP
TEX-0020 | 7070-0010 | ELLIS | Yes | 54 | NO | NO | SW1/4SEC20-T21N-25WIM | 36.2755 | -99.9049 | WEST TEXAS GAS | ACTIVE | Unknown | FISHER | 046-2 | FISHER | 046-2 | NONE | NONE | NONE |  | NONE |  | NONE |  | KING TOOL 1-W 16OZ | NO |  | 1 | [5 empty] | DIMP
TEX-0030 | 7070-0020 | ELLIS | Yes | 0 | YES | NO | NE1/4SEC9-T18N-R23WIM | 36.0567 | -99.6562 | WEST TEXAS GAS | INACTIVE |  | NONE |  | NONE |  | NONE |  | NONE |  | NONE |  | NONE |  |  | NO |  | 1 | [5 empty] | DIMP
TEX-0040 | 7070-0030 | HARPER | Yes | 48 | NO | NO | SE1/4SEC34-T28N-R25WIM | 36.8606 | -99.8609 | WEST TEXAS GAS | ACTIVE | 1960-1969 | FISHER | 046-2 | FISHER | 046-2 | NONE |  | NONE |  |  |  | NONE |  | NONE IRR ONLY | NO |  | 1 | [5 empty] | DIMP
TEX-0050 | 7070-0040 | HARPER | Yes | 28.8 | NO | NO | SW1/4SEC35-T28N-R25WIM | 36.8632 | -99.8869 | WEST TEXAS GAS | ACTIVE | 1960-1969 | FISHER | 046-2 | FISHER | 046-2 | NONE |  | NONE |  | NONE |  | NONE |  | NONE IRR ONLY | NO |  | 1 | [5 empty] | DIMP
TEX-0060 | 7070-0050 | HARPER | Yes | 169.7 | NO | NO | NE1/4SEC 33-T28N-R25WIM | 36.8652 | -99.8975 | WEST TEXAS GAS | ACTIVE | 1960-1969 | FISHER | 627 | NONE | NONE | NONE |  | NONE |  | NONE |  | NONE |  | NONE IRR ONLY | NO |  | 1 | [5 empty] | DIMP
TEX-0070 | 7070-0060 | ELLIS | Yes | 81.4 | NO | NO | SE1/4SEC19-T21N-R23WIM | 36.2805 | -99.6975 | WEST TEXAS GAS | ACTIVE | 1960-1969 | FISHER | 630H | FISHER | 046-1 | NONE |  | FISHER | H203 | FISHER | H203 | NONE |  | NONE IRR ONLY | NO |  | 1 | [5 empty] | DIMP
TEX-0080 | 7070-0070 | ELLIS | Yes | 7 | YES | NO | SW1/4SEC25-T23N-R26WIM | 36.435 | -99.9409 | WEST TEXAS GAS | ACTIVE | 1960-1969 | FISHER | 046-2 | FISHER | 046-2 | NONE |  | NONE |  | NONE |  | NONE |  | KING TOOL 1-W 16OZ | NO |  |  |  |  | 1 |  |  | DIMP
TEX-0090 | 7070-0080 | BEAVER | Yes | 0 | YES | NO | NE1/4SEC11-T1N-R28ECM | 36.5709 | -100.0041 | WEST TEXAS GAS | Inactive |  | NONE |  |  |  | NONE | [5 empty] | NONE |  |  | NO |  |  |  |  | 1 |  |  | DIMP
TEX-0100 | 7070-0090 | BEAVER | Yes | 3.9 | NO | NO | NW1/4SEC19-T5N-R24ECM | 36.7846 | -100.506 | WEST TEXAS GAS | ACTIVE | 2000-2009 | RW | 041- | FISHER | 046-2 | NONE |  | NONE |  | NONE |  | NONE |  | KING TOOL 1-W 16OZ | NO |  |  |  |  | 1 |  |  | DIMP
TEX-0110 | 7070-0100 | BEAVER | Yes | 7.4 | NO | NO | SW1/4SEC28-T2N-R25ECM | 36.6056 | -100.3793 | WEST TEXAS GAS | ACTIVE | 1960-1969 | FISHER | 630H | FISHER | 630L | NONE |  | FISHER | H203 | FISHER | 289H | NONE |  | KING TOOL 1-W 16OZ | NO |  |  |  |  | 1 |  |  | DIMP
TEX-0120 | 7070-0110 | WOODWARD | Yes | 5.7 | NO | NO | NW1/4SEC8-T21N-R19WIM | 36.3125 | -99.2643 | WEST TEXAS GAS | ACTIVE | 1960-1969 | FISHER | 630H | FISHER | 722 | NONE |  | FISHER | H203 | FISHER | H203 | NONE |  | KING TOOL 1-W 16OZ | NO |  |  |  |  | 1 |  |  | DIMP
TEX-0130 | 7070-0120 | BEAVER | Yes | 22.9 | NO | NO | SE1/4SEC2-T3N-R23ECM | 36.7544 | -100.5492 | WEST TEXAS GAS | ACTIVE | 1960-1969 | FISHER | 046-1 | FISHER | 046-2 | NONE |  | MERCER | 8100 | FISHER | 289H | NONE |  | KING TOOL 1-W 16OZ | NO |  |  |  |  | 1 |  |  | DIMP
TEX-0140 | 7070-0130 | WOODWARD | Yes | 10.3 | NO | NO | NE1/4SEC31-T23N-R21WIM | 36.4336 | -99.4841 | WEST TEXAS GAS | ACTIVE | 1960-1969 | FISHER | 630H | FISHER | 046-2 | NONE |  | FISHER | H203 | NONE |  | NONE |  | KING TOOL 1-W 16OZ | NO |  |  |  |  | 1 |  |  | DIMP
TEX-0150 | 7070-0140 | BEAVER | Yes | 10.3 | NO | NO | NW1/4SEC21-T5N-R28ECM | 36.8872 | -100.0511 | WEST TEXAS GAS | ACTIVE | 1960-1969 | FISHER | 630H | FISHER | R722H | NONE |  | FISGHER | H203 | FISHER | 289H | NONE |  | KING TOOL 1-W 16OZ | NO |  |  |  |  | 1 |  |  | DIMP
TEX-0160 | 7070-0150 | ELLIS | Yes | 0 | NO | NO | NE1/4SEC11-T23N-R26WIM | 36.4922 | -99.946 | WEST TEXAS GAS | ACTIVE |  | NONE | REMOVED | NONE |  | NONE |  | NONE | N | NONE |  | NONE |  |  | NO |  |  |  |  | 1 |  |  | DIMP
TEX-0170 | 7070-0160 | BEAVER | Yes | 4.9 | NO | NO | SE1/4SEC18-T1N-R24ECM | 36.5438 | -100.5064 | WEST TEXAS GAS | ACTIVE | 1960-1969 | FISHER | 630H | FISHER | 722 | NONE |  | FISHER | H203 | FISHER | 289H | NONE |  | KING TOOL 1-W 16OZ | NO |  |  |  |  | 1 |  |  | DIMP
TEX-0180 | 7070-0170 | ELLIS | Yes | 397.4 | NO | NO | NW1/4SEC23-T24N-R26WIM | 36.5477 | -99.9582 | WEST TEXAS GAS | ACTIVE | 1960-1969 | FISHER | 046-2 | FISHER | 046-2 | NONE |  | NONE |  | NONE |  | NONE |  | KING TOOL 1-W 16OZ | NO |  |  |  |  | 1 |  |  | DIMP
TEX-0190 | 7070-0180 | BEAVER | Yes | 0 | NO | NO | SE1/4SEC24-T1N-R23ECM | 36.5299 | -100.5228 | WEST TEXAS GAS | ACTIVE | 1960-1969 | FISHER | 046-2 | FISHER | 046-2 | NONE |  | NONE |  | NONE |  | NONE |  | KING TOOL 1-W 16OZ | NO |  |  |  |  | 1 |  |  | DIMP
TEX-0200 | 7070-0200 | ELLIS | Yes | 10.5 | NO | NO | NW1/4SEC8-T3N-R23ECM | 36.7468 | -100.6101 | WEST TEXAS GAS | ACTIVE | 1960-1969 | FISHER | 630H | FISHER | 046-2 | NAT'L | 61R | MERCER | 8100 | NONE |  | NONE |  | KING TOOL 1-W 16OZ | NO |  |  |  |  | 1 |  |  | DIMP
TEX-0210 | 7070-0210 | BEAVER | Yes | 121.9 | NO | NO | SW1/4SEC7-T3N-R23ECM | 36.7358 | -100.6266 | WEST TEXAS GAS | ACTIVE | 2000-2009 | FISHER | 046-1 | FISHER | 046-1 | NONE |  | NONE |  | NONE |  | NONE |  | NONE IRR ONLY | NO |  | 1 | [5 empty] | DIMP
TEX-0220 | 7070-0220 | WOODWARD | Yes | 4.4 | NO | NO | NE1/4SEC22-T23N-R21WIM | 36.4588 | -99.439 | WEST TEXAS GAS | ACTIVE | 1960-1969 | FISHER | 630H | FISHER | 630L | NONE |  | NONE |  | FISHER | 289H | NONE |  | KING TOOL 1-W 16OZ | NO |  |  |  |  | 1 |  |  | DIMP
TEX-0230 | 7070-0230 | BEAVER | Yes | 0 | NO | NO | NW1/4SEC24-T1N-R27ECM | 36.5355 | -100.1086 | WEST TEXAS GAS | ACTIVE |  | NONE | REMOVED | NONE |  | NONE |  | NONE |  | NONE |  | NONE |  |  | NO |  |  |  |  | 1 |  |  | DIMP
TEX-0240 | 7070-0240 | HARPER | Yes | 5.2 | NO | NO | SW1/4SEC2-T27N-R23WIM | 36.8424 | -99.6534 | WEST TEXAS GAS | ACTIVE | 1960-1969 | FISHER | 046-2 | FISHER | 041-2 | NONE |  | NONE |  | NONE |  | NONE |  | KING TOOL 1-W 16OZ | NO |  |  |  |  | 1 |  |  | DIMP
TEX-0250 | 7070-0250 | ELLIS | Yes | 1.3 | NO | NO | NW1/4SEC21-T20N-R24WIM | 36.2017 | -99.7665 | WEST TEXAS GAS | ACTIVE | 1960-1969 | FISHER | 630H | FISHER | 627 | NONE |  | MERCER | 8100 | FISHER | 289H | NONE |  | KING TOOL 1-W 16OZ | NO |  |  |  |  | 1 |  |  | DIMP
TEX-0260 | 7070-0260 | BEAVER | Yes | 0 | NO | NO | NW1/4SEC6-T3N-R23ECM | 36.7517 | -100.6181 | WEST TEXAS GAS | ACTIVE | 1960-1969 | FISHER | 046-2 | FISHER | 046-2 | NONE |  | NONE |  | NONE |  | NONE |  | NONE IRR ONLY | NO |  | 1 | [5 empty] | DIMP
TEX-0270 | 7070-0270 | ELLIS | Yes | 0 | NO | NO | SE1/4SEC9-T22N-R25WIM | 36.073 | -99.6343 | WEST TEXAS GAS | INACTIVE |  | NONE | NONE | NONE | NONE | NONE |  | NONE |  | NONE |  | NONE |  |  | NO | [7 empty] | DIMP
TEX-0280 | 7070-0280 | BEAVER | Yes | 11.3 | NO | NO | NW1/4SEC18-T1N-R21ECM | 36.5554 | -100.8435 | WEST TEXAS GAS | ACTIVE | 1960-1969 | EQUMTR | 041-2 | EQUMTR | 046-2 | NONE | [5 empty] | NONE |  | KING TOOL 1-W 16OZ | NO |  |  |  |  | 1 |  |  | DIMP
TEX-0290 | 7070-0290 | ELLIS | Yes | 6.1 | NO | NO | NE1/4SEC9-T22N-R25WIM | 36.3964 | -99.8852 | WEST TEXAS GAS | ACTIVE | 1960-1969 | FISHER | 630H | FISHER | R722H | NONE |  | MERCER | 8100 | FISHER | 289H | NONE |  | KING TOOL 1-W 16OZ | NO |  |  |  |  | 1 |  |  | DIMP
TEX-0300 | 7070-0300 | BEAVER | Yes | 3.2 | NO | NO | SE1/4SEC26-T1N-R23ECM | 36.5177 | -100.5426 | WEST TEXAS GAS | ACTIVE | 1960-1969 | FISHER | 630H | FISHER | 630L | NONE | [5 empty] | NONE |  | KING TOOL 1-W 16OZ | NO |  |  |  |  | 1 |  |  | DIMP
TEX-0310 | 7070-0310 | ELLIS | Yes | 25.7 | YES | NO | NW1/4SEC5-T19N-R23WIM | 36.1522 | -99.6679 | WEST TEXAS GAS | ACTIVE | 2000-2009 | FISHER | 046-2 | FISHER | 046-2 | NONE |  | NONE |  | NONE |  | NONE |  | KING TOOL 1-W 16OZ | NO | [7 empty] | DIMP
TEX-0320 | 7070-0320 | HARPER | Yes | 390.7 | NO | NO | SE1/4SEC14-T3N-R22ECM | 36.7212 | -100.6509 | WEST TEXAS GAS | ACTIVE | 1960-1969 | FISHER | 630H | FISHER | 621P | NONE |  | FISHER | 289H |  |  | NONE |  | NONE IRR ONLY | NO |  | 1 | [5 empty] | DIMP
TEX-0330 | 7070-0330 | HARPER | Yes | 3.7 | NO | NO | NW1/4SEC24-T28N-R26WIM | 36.896 | -99.9624 | WEST TEXAS GAS | ACTIVE | 1960-1969 | FISHER | 630H | FISHER | 046-2 | NONE |  | FISHER | H203 | NONE |  | NONE |  | KING TOOL 1-W 16OZ | NO |  |  |  |  | 1 |  |  | DIMP
TEX-0340 | 7070-0340 | WOODWARD | Yes | 0 | NO | NO | NW1/4SEC2-T21N-R19WIM | 36.3295 | -99.1986 | WEST TEXAS GAS | INACTIVE |  | NONE | NONE | NONE | NONE | NONE |  | NONE |  | NONE |  | NONE |  |  | NO | [7 empty] | DIMP
TEX-0350 | 7070-0350 | BEAVER | Yes | 37.4 | NO | NO | NW1/4SEC33-T1N-R27ECM | 36.5143 | -100.1604 | WEST TEXAS GAS | ACTIVE | 2000-2009 | FISHER | 046-2 | NONE | NONE | NONE |  | NONE |  | NONE |  | NONE |  | KING TOOL 1-W 16OZ | NO | [7 empty] | DIMP
TEX-0360 | 7070-0360 | DEWEY | Yes | 0 | NO | NO | SE1/4SEC19-T19N-R19WIM | 36.1039 | -99.2626 | WEST TEXAS GAS | ACTIVE | 1960-1969 | NONE | NONE | NONE | NONE | NONE |  | NONE |  | NONE |  | NONE |  |  | NO |  |  |  |  | 1 |  |  | DIMP
TEX-0370 | 7070-0370 | ELLIS | Yes | 20 | YES | NO | NE1/4SEC5-T19N-R23WIM | 36.1522 | -99.6679 | WEST TEXAS GAS | ACTIVE | 2000-2009 | FISHER | 046-2 | FISHER | 046-2 | NONE |  | NONE |  | NONE |  | NONE |  | KING TOOL 1-W 16OZ | NO | [7 empty] | DIMP
TEX-0380 | 7070-0380 | ELLIS | Yes | 0 | NO | NO | SW1/4SEC17-T23N-R25WIM | 36.4656 | -99.91 | WEST TEXAS GAS | Inactive |  | NONE | NONE | NONE | NONE | NONE |  | NONE |  | NONE |  | NONE |  |  | NO | [7 empty] | DIMP
TEX-0390 | 7070-0390 | HARPER | Yes | 7.1 | NO | NO | NW1/4SEC23-T29N-R22WIM | 36.9821 | -99.5566 | WEST TEXAS GAS | ACTIVE | 1960-1969 | FISHER | 046-2 | FISHER | 046-2 | NONE |  | NONE |  |  |  | NONE |  | KING TOOL 1-W 16OZ | NO |  |  |  |  | 1 |  |  | DIMP
TEX-0400 | 7070-0410 | BEAVER | Yes | 5.8 | YES | NO | SE1/4SEC4-T3N-R23ECM | 36.7504 | -100.579 | WEST TEXAS GAS | ACTIVE | 1960-1969 | FISHER | 630H | FISHER | 046-2 | NONE |  | MERCER | 8100 | NONE |  | NONE |  | KING TOOL 1-W 16OZ | NO |  |  |  |  | 1 |  |  | DIMP
TEX-0410 | 7070-0420 | ELLIS | Yes | 1.9 | NO | NO | SE1/4SEC15-T20N-R26WIM | 36.2028 | -99.9599 | WEST TEXAS GAS | ACTIVE | 2000-2009 | FISHER | 046-2 | FISHER | 046-2 | NONE |  | NONE |  | NONE |  | NONE |  | KING TOOL 1-W 16OZ | NO |  |  |  |  | 1 |  |  | DIMP
TEX-0420 | 7070-0430 | ELLIS | Yes | 9.1 | NO | NO | NW1/4SEC6-T20N-R25WIM | 36.2462 | -99.9097 | WEST TEXAS GAS | ACTIVE | 1960-1969 | FISHER | 046-2 | FISHER | 046-2 | NONE |  | NONE |  | NONE |  | NONE |  | NONE IRR ONLY | NO |  | 1 | [5 empty] | DIMP
TEX-0430 | 7070-0440 | BEAVER | Yes | 5.1 | NO | NO | SE1/4SEC8-T2N-R24ECM | 36.6501 | -100.4913 | WEST TEXAS GAS | ACTIVE | 1960-1969 | FISHER | 046-2 | FISHER | 046-2 | NONE |  | NONE |  | NONE |  | NONE |  | NONE IRR ONLY | NO |  | 1 | [5 empty] | DIMP
TEX-0440 | 7070-0460 | BEAVER | Yes | 47.2 | NO | NO | SE1/4SEC3-T3N-R22ECM | 36.7212 | -100.6509 | WEST TEXAS GAS | ACTIVE | 1960-1969 | FISHER | 630H | FISHER | 621P | NONE |  | FISHER | 289H | NONE |  | NONE |  | NONE IRR ONLY | NO |  | 1 | [5 empty] | DIMP
TEX-0450 | 7070-0450 | BEAVER | Yes | 91.6 | NO | NO | NE1/4SEC8-T2N-R24ECM | 36.6561 | -100.4943 | WEST TEXAS GAS | ACTIVE | 1960-1969 | FISHER | 046-2 | FISHER | 046-2 | NONE |  | NONE |  | NONE |  | NONE |  | NONE IRR ONLY | NO |  | 1 | [5 empty] | DIMP
TEX-0460 | 7070-0470 | ELLIS | Yes | 47.2 | NO | NO | NW1/4SEC26-T24N-R26WIM | 36.5368 | -99.9606 | WEST TEXAS GAS | ACTIVE | 1960-1969 | FISHER | 630H | FISHER | 630L | NONE |  | NONE |  | FISHER | 289H | NONE |  | NONE IRR ONLY | NO |  | 1 | [5 empty] | DIMP
TEX-0470 | 7070-0480 | BEAVER | Yes | 2.6 | NO | NO | NW1/4SEC35-T2N-R24ECM | 36.5947 | -100.4492 | WEST TEXAS GAS | ACTIVE | 1960-1969 | FISHER | 630H | FISHER | 046-2 | NONE |  | MERCER | 8100 | NONE |  | NONE |  | KING TOOL 1-W 16OZ | NO |  |  |  |  | 1 |  |  | DIMP
TEX-0480 | 7070-0490 | ELLIS | Yes | 43.1 | NO | NO | SW1/4SEC-23-T24N-R26ECM | 36.5407 | -99.9597 | WEST TEXAS GAS | ACTIVE | 1960-1969 | FISHER | 046-2 | FISHER | 046-2 | NONE |  | NONE |  | NONE |  | NONE |  | NONE IRR ONLY | NO |  | 1 | [5 empty] | DIMP
TEX-0490 | 7070-0500 | DEWEY | Yes | 6.3 | YES | NO | SE1/4SEC2-T19N-R19WIM | 36.1513 | -99.1864 | WEST TEXAS GAS | ACTIVE | 1960-1969 | FISHER | 630H | FISHER | 722H | NONE |  | NONE |  | FISHER | 289H | NONE |  | KING TOOL 1-W 16OZ | NO |  |  |  |  | 1 |  |  | DIMP
TEX-0500 | 7070-0510 | WOODWARD | Yes | 5.6 | NO | NO | NW1/4SEC26-T22N-R20WIM | 36.1819 | -99.3083 | WEST TEXAS GAS | ACTIVE |  | NONE | REMOVED | NONE | NONE | NONE |  | NONE |  | NONE |  | NONE |  | REMOVED | NO |  |  |  |  | 1 |  |  | DIMP
TEX-0510 | 7070-0520 | BEAVER | Yes | 3 | NO | NO | NE1/4SEC35-T1N-R23ECM | 36.5147 | -100.5409 | WEST TEXAS GAS | ACTIVE | 1960-1969 | FISHER | 046-2 | FISHER | 046-2 | NONE |  | NONE |  | NONE |  | NONE |  | KING TOOL 1-W 16OZ | NO |  |  |  |  | 1 |  |  | DIMP
TEX-0520 | 7070-0530 | HARPER | Yes | 8.8 | NO | NO | NW1/4SEC19-T29N-R21WIM | 36.981 | -99.5202 | WEST TEXAS GAS | ACTIVE | 1960-1969 | FISHER | 630H | FISHER | R722H | NONE |  | FISHER | H203 | FISHER | 289H | NONE |  | KING TOOL 1-W 16OZ | NO | [7 empty] | DIMP
TEX-0530 | 7070-0540 | BEAVER | Yes | 4.3 | NO | NO | NE1/4SEC35-T5N-R22ECM | 36.8619 | -100.6459 | WEST TEXAS GAS | ACTIVE | 1960-1969 | FISHER | 630H | FISHER | 630L | NONE |  | NONE |  | FISHER | 289H | NONE |  | NONE IRR ONLY | NO |  | 1 | [5 empty] | DIMP
TEX-0540 | 7070-0550 | DEWEY | Yes | 1.3 | NO | NO | NW1/4SEC29-T19N-R19WIM | 36.094 | -99.2572 | WEST TEXAS GAS | ACTIVE | 1960-1969 | FISHER | 630H | FISHER | R722H | NONE |  | MERCER | 8100 | FISHER | 298H | NONE |  | KING TOOL 1-W 16OZ | NO |  |  |  |  | 1 |  |  | DIMP
TEX-0550 | 7070-0560 | BEAVER | Yes | 33 | NO | NO | SE1/4SEC5-T1N-R26ECM | 36.5791 | -100.2716 | WEST TEXAS GAS | ACTIVE | 1960-1969 | FISHER | 630H | FISHER | 046-2 | NONE |  | FISHER | H203 | NONE |  | NONE |  | NONE IRR ONLY | NO |  | 1 | [5 empty] | DIMP
TEX-0560 | 7070-0570 | BEAVER | Yes | 0.9 | YES | NO | SW1/4SEC30-T5N-R24ECM | 36.776 | -100.5201 | WEST TEXAS GAS | ACTIVE | 1960-1969 | FISHER | 630H | FISHER | 046-2 | NONE |  | NONE |  | NONE |  | NONE |  | KING TOOL 1-W 16OZ | NO |  |  |  |  | 1 |  |  | DIMP
TEX-0570 | 7070-0580 | DEWEY | Yes | 3.4 | NO | NO | SW1/4SEC33-T20N-R19WIM | 36.1598 | -99.222 | WEST TEXAS GAS | ACTIVE | 1960-1969 | FISHER | 630H | FISHER | R722H | NONE |  | FISHER | H203 | FISHER | 289H | NONE |  | KING TOOL 1-W 16OZ | NO |  |  |  |  | 1 |  |  | DIMP
TEX-0580 | 7070-0590 | WOODWARD | Yes | 0 | NO | NO | NW1/4SEC8-T21N-R19WIM | 36.2864 | -99.3836 | WEST TEXAS GAS | INACTIVE |  | NONE | NONE | NONE | NONE | NONE |  | NONE |  | NONE |  | NONE |  | NONE | NO | [7 empty] | DIMP
TEX-0590 | 7070-0600 | WOODWARD | Yes | 1.4 | NO | NO | NE1/4SEC35-T20N-R20WIM | 36.1738 | -99.2954 | WEST TEXAS GAS | ACTIVE | 1960-1969 | FISHER | 046-2 | FISHER | 046-2 | NONE |  | NONE |  | NONE |  | NONE |  | KING TOOL 1-W 16OZ | NO |  |  |  |  | 1 |  |  | DIMP
TEX-0600 | 7070-0610 | BEAVER | Yes | 181.8 | NO | NO | SE1/4SEC17-T2N-R22ECM | 36.6311 | -100.7094 | WEST TEXAS GAS | ACTIVE | 1960-1969 | SENSUS | 046-2 | SENUS | 046-2 | NONE |  | NONE |  | NONE |  | NONE |  | NONE IRR ONLY | NO |  | 1 | [5 empty] | DIMP
TEX-0610 | 7070-0620 | ELLIS | Yes | 0 | NO | NO | SW1/4SEC17-T23N-R25WIM | 36.4656 | -99.91 | WEST TEXAS GAS | Inactive |  | NONE | NONE | NONE | NONE | NONE |  | NONE |  | NONE |  | NONE |  | NONE | NO | [7 empty] | DIMP
TEX-0620 | 7070-0630 | WOODWARD | Yes | 63 | NO | NO | SW1/4SEC14-T22N-R22WIM | 36.3802 | -99.5339 | WEST TEXAS GAS | ACTIVE | 1960-1969 | FISHER | 046-2 | FISHER | 046-2 | NONE |  | NONE |  | NONE |  | NONE |  | KING TOOL 1-W 16OZ | NO |  |  |  |  | 1 |  |  | DIMP
TEX-0630 | 7070-0640 | BEAVER | Yes | 3.1 | NO | NO | NE1/4SEC21-T4N-R22ECM | 36.8032 | -100.5856 | WEST TEXAS GAS | ACTIVE | 1960-1969 | FISHER | 630H | FISHER | 046-2 | NONE |  | MERCER | 8100 | NONE |  | NONE |  | KING TOOL 1-W 16OZ | NO |  |  |  |  | 1 |  |  | DIMP
TEX-0640 | 7070-0650 | BEAVER | Yes | 0 | NO | NO | NE1/4SEC22-T25N-R25WIM | 36.6311 | -99.8792 | WEST TEXAS GAS | ACTIVE | 2000-2009 | FISHER | 046-2 | FISHER | 627 | NONE |  | NONE |  | NONE |  | NONE |  | KING TOOL 1-W 16OZ | NO | [7 empty] | DIMP
TEX-0650 | 7070-0660 | BEAVER | Yes | 2 | NO | NO | NW1/4SEC29-T4N-R24ECM | 36.7846 | -100.506 | WEST TEXAS GAS | ACTIVE | 2000-2009 | RW | 041- | FISHER | 046-2 | NONE |  | NONE |  | NONE |  | NONE |  | KING TOOL 1-W 16OZ | NO |  |  |  |  | 1 |  |  | DIMP
TEX-0660 | 7070-0670 | HARPER | Yes | 3.9 | NO | NO | SW1/4SEC14-T28N-R26WIM | 36.9012 | -99.974 | WEST TEXAS GAS | ACTIVE | 1960-1969 | FISHER | 630H | FISHER | 627 | NONE |  | FISFER | H203 | FISHER | 289H | NONE |  | KING TOOL 1-W 16OZ | NO |  |  |  |  | 1 |  |  | DIMP
TEX-0670 | 7070-0680 | WOODWARD | Yes | 5.8 | NO | NO | NW1/4SEC31-T20N-R19WIM | 36.1722 | -99.2749 | WEST TEXAS GAS | ACTIVE | 1960-1969 | FISHER | 630H | FISHER | 627 | NONE |  | FISHER | H203 | FISHER | 289H | NONE |  | KING TOOL 1-W 16OZ | NO |  |  |  |  | 1 |  |  | DIMP
TEX-0680 | 7070-0690 | ELLIS | Yes | 0 | NO | NO | NW1/4SEC19-T20N-R25WIM | 36.1985 | -99.9119 | WEST TEXAS GAS | INACTIVE |  | NONE | NONE | NONE | NONE | NONE |  | NONE |  | NONE |  | NONE |  | NONE | NO | [7 empty] | DIMP
TEX-0690 | 7070-0700 | WOODWARD | Yes | 8.3 | NO | NO | NW1/4SEC15-T23N-R21WIM | 36.476 | -99.4386 | WEST TEXAS GAS | ACTIVE | 2000-2009 | FISHER | 046-2 | FISHER | 046-2 | NONE |  | NONE |  | NONE |  | NONE |  | KING TOOL 1-W 16OZ | NO |  |  |  |  | 1 |  |  | DIMP
TEX-0700 | 7070-0710 | WOODWARD | Yes | 2.7 | NO | NO | NW1/4SEC15-T23N-R21WIM | 36.476 | -99.4386 | WEST TEXAS GAS | ACTIVE | 2000-2009 | FISHER | 046-2 | FISHER | 046-2 | NONE |  | NONE |  | NONE |  | NONE |  | KING TOOL 1-W 16OZ | NO |  |  |  |  | 1 |  |  | DIMP
TEX-0710 | 7070-0720 | BEAVER | Yes | 5.9 | NO | NO | SE1/4SEC17-T2N-R24ECM | 36.6331 | -100.4965 | WEST TEXAS GAS | ACTIVE | 2000-2009 | FISHER | 630H | FISHER | 046-2 | NONE |  | MERCER | 8100 |  |  | NONE |  | KING TOOL 1-W 16OZ | NO |  |  |  |  | 1 |  |  | DIMP
TEX-0720 | 7070-0730 | WOODWARD | Yes | 13.4 | NO | NO | NW1/4SEC23-T23N-R21WIM | 36.4636 | -99.4197 | WEST TEXAS GAS | ACTIVE | 2000-2009 | FISHER | 046-2 | FISHER | 041-2 | FISHER | 61R2 | NONE |  | NONE |  | NONE |  | KING TOOL 1-W 16OZ | NO |  |  |  |  | 1 |  |  | DIMP
TEX-0730 | 7070-0740 | DEWEY | Yes | 14.5 | YES | NO | NE1/4SEC29-T19N-R19WIM | 36.1011 | -99.2615 | WEST TEXAS GAS | ACTIVE | 2010-2019 | FISHER | 627 | ACTRAUS | B42R | NONE |  | FISHER | 1805 | NONE |  | NONE |  | KING TOOL 1-W 16OZ | NO |  |  |  |  | 1 |  |  | DIMP
TEX-0740 | 7070-0750 | DEWEY | Yes | 4.8 | NO | NO | NE1/4SEC3-T19N-R19WIM | 36.1567 | -99.2124 | WEST TEXAS GAS | ACTIVE | 2000-2009 | FISHER | 630H | FISHER | 046-2 | NONE |  | FISHER | H203 |  |  | NONE |  | KING TOOL 1-W 16OZ | NO |  |  |  |  | 1 |  |  | DIMP
TEX-0750 | 7070-0760 | DEWEY | Yes | 0 | NO | NO | SW1/4SEC1-T19N-R19WIM | 36.1511 | -99.1861 | WEST TEXAS GAS | INACTIVE |  | NONE | NONE | NONE | NONE | NONE |  | NONE |  | NONE |  | NONE |  |  | NO | [7 empty] | DIMP
TEX-0760 | 7070-0770 | DEWEY | Yes | 0 | NO | NO | SE1/4SEC1-T19N-R19WIM | 36.1471 | -99.1739 | WEST TEXAS GAS | INACTIVE | 1960-1969 | FISHER | 630H | NONE | NONE | NONE |  | NONE |  | NONE |  | NONE |  |  | NO | [7 empty] | DIMP
TEX-0770 | 7070-0780 | ELLIS | Yes | 0 | NO | NO | SW1/4SEC18-T20N-R25WIM | 36.2085 | -99.9118 | WEST TEXAS GAS | INACTIVE | 1960-1969 | FISHER | 046-2 | FISHER | 046-2 | NONE |  | NONE |  | NONE |  | NONE |  | NONE IRR ONLY | NO |  | 1 | [5 empty] | DIMP
TEX-0780 | 7070-0790 | ELLIS | Yes | 70.5 | NO | NO | SE1/4SEC15-T20N-R26WIM | 36.2027 | -99.9599 | WEST TEXAS GAS | ACTIVE | 1960-1969 | FISHER | 046-2 | FISHER | 046-2 | NONE |  | NONE |  | NONE |  | NONE |  | NONE IRR ONLY | NO |  | 1 | [5 empty] | DIMP
TEX-0790 | 7070-0800 | ELLIS | Yes | 21.5 | NO | NO | SW1/4SEC32-T21N-R25WIM | 36.2501 | -99.9091 | WEST TEXAS GAS | ACTIVE | 1960-1969 | FISHER | 630H | FISHER | 046-1 | NONE |  | MERCER | 8100 | FISHER | 289H | NONE |  | NONE IRR ONLY | NO |  | 1 | [5 empty] | DIMP
TEX-0800 | 7070-0820 | HARPER | Yes | 8.5 | NO | NO | SW1/4SEC19-T29N-R22WIM | 36.973 | -99.1233 | WEST TEXAS GAS | ACTIVE | 2000-2009 | SENSUS | 046-1 | NONE | NONE | NONE |  | TAYLOR | 34508 | NONE |  | NONE |  | NONE IRR ONLY | NO |  | 1 | [5 empty] | DIMP
TEX-0810 | 7070-0830 | BEAVER | Yes | 0 | NO | NO | SW1/4SEC24-T3N-R23ECM | 36.6454 | -100.5402 | WEST TEXAS GAS | INACTIVE |  | NONE | NONE | NONE | NONE | NONE |  | NONE |  | NONE |  | NONE |  |  | NO | [7 empty] | DIMP
TEX-0820 | 7070-0840 | WOODWARD | Yes | 19.7 | NO | NO | NW1/4SEC34-T24N-R21WIM | 36.52 | -99.4403 | WEST TEXAS GAS | ACTIVE | 1960-1969 | FISHER | 630H | FISHER | 630L | NONE |  | NONE |  | FISHER | 289H | NONE |  | KING TOOL 1-W 16OZ | NO |  |  |  |  | 1 |  |  | DIMP
TEX-0830 | 7070-0850 | BEAVER | Yes | 0 | NO | NO | NE1/4SEC8-T1N-R27ECM | 36.5981 | -100.2618 | WEST TEXAS GAS | Inactive |  | NONE | NONE | NONE | NONE | NONE |  | NONE |  | NONE |  | NONE |  |  | NO | [7 empty] | DIMP
TEX-0840 | 7070-0860 | WOODWARD | Yes | 2.5 | YES | NO | SE1/4SEC33-T20N-R20WIM | 36.1642 | -99.33 | WEST TEXAS GAS | ACTIVE |  | NONE | REMOVED | NONE |  | NONE |  | NONE |  | NONE |  | NONE |  | REMOVED | NO |  |  |  |  | 1 |  |  | DIMP
TEX-0850 | 7070-0870 | BEAVER | Yes | 4 | NO | NO | NW1/4SEC17-T1N-R27ECM | 36.5543 | -100.1812 | WEST TEXAS GAS | ACTIVE | 1990-1999 | FISHER | 046-1 | FISHER | 046-1 | NONE |  | NONE |  | NONE |  | NONE |  | KING TOOL 1-W 16OZ | NO | [7 empty] | DIMP
TEX-0860 | 7070-0880 | BEAVER | Yes | 2 | NO | NO | SW1/4SEC28-T2N-R25ECM | 36.6056 | -100.3793 | WEST TEXAS GAS | ACTIVE | 1960-1969 | FISHER | 046-1 | FISHER | 046M | NONE |  | NONE |  | NONE |  | NONE |  | KING TOOL 1-W 16OZ | NO |  |  |  |  | 1 |  |  | DIMP
TEX-0870 | 7070-0890 | BEAVER | Yes | 4.3 | NO | NO | NW1/4SEC15-T3N-R23ECM | 36.728 | -100.5763 | WEST TEXAS GAS | ACTIVE | 1960-1969 | FISHER | 046-2 | NONE | NONE | NONE |  | NONE |  | NONE |  | NONE |  | KING TOOL 1-W 16OZ | NO |  |  |  |  | 1 |  |  | DIMP
TEX-0880 | 7070-0900 | BEAVER | Yes | 0 | YES | NO | NW1/4SEC24-T1N-R24ECM | 36.5433 | -100.4239 | WEST TEXAS GAS | INACTIVE |  | NONE | NONE | NONE | NONE | NONE |  | NONE |  | NONE |  | NONE |  |  | NO |  |  |  |  | 1 |  |  | DIMP
TEX-0890 | 7070-0910 | HARPER | Yes | 1.4 | YES | NO | NE1/4SEC19-T29N-R21WIM | 36.9807 | -99.507 | WEST TEXAS GAS | ACTIVE | 1960-1969 | FISHER | 630H | FISHER | 046-2 | NONE |  | FISHER | H203 | NONE |  | NONE |  | KING TOOL 1-W 16OZ | NO |  |  |  |  | 1 |  |  | DIMP
TEX-0900 | 7070-0920 | BEAVER | Yes | 1.1 | NO | NO | NW1/4SECT5-T5N-R28ECM | 36.9297 | -100.0756 | WEST TEXAS GAS | ACTIVE | 1960-1969 | FISHER | 630H | FISHER | 046-2 | NONE |  | NONE |  | NONE |  | NONE |  | KING TOOL 1-W 16OZ | NO |  |  |  |  | 1 |  |  | DIMP
TEX-0910 | 7070-0930 | HARPER | Yes | 1170.8 | NO | NO | SW1/4SEC29-T25N-R25WIM | 36.6121 | -100.909 | WEST TEXAS GAS | ACTIVE | 2000-2009 | FISHER | 046-2 | NONE | NONE | NONE | N | NONE |  | NONE |  | NONE |  | NONE IRR ONLY | NO |  | 1 | [5 empty] | DIMP
TEX-0920 | 7070-0940 | BEAVER | Yes | 0 | NO | NO | SE1/4SEC11-T2N-R23ECM | 36.6465 | -100.5414 | WEST TEXAS GAS | Inactive |  | NONE | NONE | NONE | NONE | NONE |  | NONE |  | NONE |  | NONE |  |  | NO | [7 empty] | DIMP
TEX-0930 | 7070-0990 | BEAVER | Yes | 0 | NO | NO | SE1/4SEC9-T3N-R23ECM | 36.7418 | -100.5838 | WEST TEXAS GAS | ACTIVE | 1960-1969 | FISHER | 046-2 | FISHER | 046-2 | NONE |  | NONE |  | NONE |  | NONE |  | NONE IRR ONLY | NO |  | 1 | [5 empty] | DIMP
TEX-0940 | 7070-1000 | HARPER | Yes | 0 | NO | NO | NW1/4SEC16-T29N-R22WIM | 36.9998 | -99.5868 | WEST TEXAS GAS | ACTIVE | 1960-1969 | FISHER | 630H | FISHER | 046-1 | NONE |  | FISHER | H203 | FISHER | 289H | NONE |  | NONE IRR ONLY | NO |  | 1 | [5 empty] | DIMP
TEX-0950 | 7070-1010 | BEAVER | Yes | 0 | NO | NO | NE1/4SEC13-T4N-R23ECM | 36.8159 | -100.6398 | WEST TEXAS GAS | ACTIVE | 2000-2009 | FISHER | 046-2 | NONE | NONE | NONE |  | NONE |  | NONE |  | NONE |  | NONE IRR ONLY | NO |  | 1 | [5 empty] | DIMP
TEX-0960 | 7070-1020 | HARPER | Yes | 10.9 | NO | NO | SW1/4SEC35-T29N-R26WIM | 36.9492 | -99.9854 | WEST TEXAS GAS | ACTIVE | 2000-2009 | FISHER | 046-2 | NONE | NONE | NONE |  | NONE |  | NONE |  | NONE |  | KING TOOL 1-W 16OZ | NO | [7 empty] | DIMP
TEX-0970 | 7070-1030 | HARPER | Yes | 6.2 | NO | NO | SW1/4SEC20-T28N-R25WIM | 36.887 | -99.9199 | WEST TEXAS GAS | ACTIVE | 1960-1969 | FISHER | 630H | FISHER | 046-2 | NONE |  | FISHER | H203 | FISHER | 289H | NONE |  | KING TOOL 1-W 16OZ | NO |  |  |  |  | 1 |  |  | DIMP
TEX-0980 | 7070-1040 | HARPER | Yes | 48.7 | NO | NO | SW1/4SEC12-T27N-R26WIM | 36.8298 | -99.9587 | WEST TEXAS GAS | ACTIVE | 2000-2009 | FISHER | 046-2 | NONE | NONE | NONE |  | NONE |  | NONE |  | NONE |  | NONE IRR ONLY | NO |  | 1 | [5 empty] | DIMP
TEX-0990 | 7070-1050 | ELLIS | Yes | 0 | NO | NO | NE1/4SEC24-T22N-R25WIM | 36.3771 | -99.8282 | WEST TEXAS GAS | INACTIVE |  | NONE | NONE | NONE | NONE | NONE |  | NONE |  | NONE |  | NONE |  |  | NO | [7 empty] | DIMP
TEX-1000 | 7070-1060 | ELLIS | Yes | 4.1 | NO | NO | SE1/4SEC32-T21N-R24WIM | 36.2508 | -99.7847 | WEST TEXAS GAS | ACTIVE | 2000-2009 | FISHER | 046-2 | FISHER | 046-1 | NONE |  | NONE |  | FISHER | 289H | NONE |  | KING TOOL 1-W 16OZ | NO |  |  |  |  | 1 |  |  | DIMP
TEX-1010 | 7070-1070 | HARPER | Yes | 6.6 | NO | NO | NW1/4SEC32-T29N-R25WIM | 36.9541 | -99.9321 | WEST TEXAS GAS | ACTIVE | 1960-1969 | FISHER | 630H | FISHER | 046-2 | NONE |  | FISHER | H203 | NONE |  | NONE |  | KING TOOL 1-W 16OZ | NO | [7 empty] | DIMP
TEX-1020 | 7070-1080 | BEAVER | Yes | 3.6 | NO | NO | NE1/4SEC13-T3N-R23ECM | 36.7298 | -100.5236 | WEST TEXAS GAS | ACTIVE | 1960-1969 | FISHER | 630H | FISHER | 722 | NONE |  | FISHER | H203 | FISHER | 289H | NONE |  | KING TOOL 1-W 16OZ | NO |  |  |  |  | 1 |  |  | DIMP
TEX-1030 | 7070-1100 | WOODWARD | Yes | 0 | NO | NO | SW1/4SEC3-T21N-R19ECM | 36.3209 | -99.2285 | WEST TEXAS GAS | Inactive |  | NONE | NONE | NONE | NONE | NONE |  | NONE |  | NONE |  | NONE |  |  | NO | [7 empty] | DIMP
TEX-1040 | 7070-1110 | ELLIS | Yes | 0 | NO | NO | SW1/4SEC25-T22N-R23WIM | 36.3532 | -99.6145 | WEST TEXAS GAS | ACTIVE | 1960-1969 | FISHER | 046-2 | FISHER | 046-2 | NONE |  | NONE |  | NONE |  | NONE |  | NONE IRR ONLY | NO |  | 1 | [5 empty] | DIMP
TEX-1050 | 7070-1120 | ELLIS | Yes | 61.8 | NO | NO | SW1/4SEC29-T21N-R25WIM | 36.2682 | -99.9061 | WEST TEXAS GAS | ACTIVE | 1960-1969 | FISHER | 630H | FISHER | 630L | NONE |  | NONE |  | FISHER | 289H | NONE |  | NONE IRR ONLY | NO |  | 1 | [5 empty] | DIMP
TEX-1060 | 7070-1130 | HARPER | Yes | 260 | NO | NO | SE1/4SEC21-T25N-R28WIM | 36.8853 | -99.8995 | WEST TEXAS GAS | ACTIVE | 1960-1969 | FISHER | 046-2 | FISHER | 046-2 | NONE |  | NONE |  | NONE |  | NONE |  | NONE IRR ONLY | NO |  | 1 | [5 empty] | DIMP
TEX-1070 | 7070-1140 | BEAVER | Yes | 3.7 | NO | NO | NW1/4SEC3-T1N-R24ECM | 36.5146 | -100.478 | WEST TEXAS GAS | ACTIVE | 1960-1969 | FISHER | 630H | FISHER | 046-2 | NONE |  | MERCER |  | NONE |  | NONE |  | KING TOOL 1-W 16OZ | NO |  |  |  |  | 1 |  |  | DIMP
TEX-1080 | 7070-1150 | BEAVER | Yes | 4.6 | NO | NO | NE1/4SEC28-T1N-R24ECM | 36.5276 | -100.4713 | WEST TEXAS GAS | ACTIVE | 1960-1969 | FISHER | 630H | FISHER | 722 | NONE |  | MERCER |  | FISHER | 289H | NONE |  | KING TOOL 1-W 16OZ | NO |  |  |  |  | 1 |  |  | DIMP
TEX-1090 | 7070-1160 | BEAVER | Yes | 0 | NO | NO | NW1/4SEC27-T6N-R28ECM | 36.9582 | -100.0385 | WEST TEXAS GAS | INACTIVE |  | NONE | NONE | NONE | NONE | NONE |  | NONE |  | NONE |  | NONE |  |  | NO | [7 empty] | DIMP
TEX-1100 | 7070-1170 | BEAVER | Yes | 2.1 | NO | NO | SW1/4SEC23-T2N-R27ECM | 36.6213 | -100.1209 | WEST TEXAS GAS | ACTIVE | 2000-2009 | FISHER | 046-2 | FISHER | 627R | NONE |  | NONE |  | NONE |  | NONE |  | KING TOOL 1-W 16OZ | NO |  |  |  |  | 1 |  |  | DIMP
TEX-1110 | 7070-1180 | BEAVER | Yes | 4.7 | NO | NO | NW1/4SEC36-T2N-R24ECM | 36.5984 | -100.4312 | WEST TEXAS GAS | ACTIVE | 1960-1969 | FISHER | 630H | FISHER | 630L | NONE |  | NONE |  | FISHER | 289H | NONE |  | KING TOOL 1-W 16OZ | NO |  |  |  |  | 1 |  |  | DIMP
TEX-1120 | 7070-1190 | BEAVER | Yes | 3.6 | NO | NO | SW1/4SEC28-T1N-R24ECM | 36.5148 | -100.4778 | WEST TEXAS GAS | ACTIVE | 1960-1969 | FISHER | 630H | FISHER | 722 | NONE |  | MERCER |  | FISHER | 289H | NONE |  | KING TOOL 1-W 16OZ | NO |  |  |  |  | 1 |  |  | DIMP
TEX-1130 | 7070-1200 | BEAVER | Yes | 433.5 | NO | NO | NE1/4SEC8-T4N-R27ECM | 36.8302 | -100.1638 | WEST TEXAS GAS | ACTIVE | 2010-2019 | FISHER | 046-2 | FISHER | 046-2 | NONE |  | NONE |  |  |  | NONE |  | NONE IRR ONLY | NO |  | 1 | [5 empty] | DIMP
TEX-1140 | 7070-1210 | BEAVER | Yes | 3.6 | NO | NO | NE1/4SEC8-T4N-R27ECM | 36.8302 | -100.1638 | WEST TEXAS GAS | ACTIVE | 2010-2019 | FISHER | 046-2 | FISHER | 046-2 | NONE |  | NONE |  | NONE |  | NONE |  | KING TOOL 1-W 16OZ | NO |  |  |  |  | 1 |  |  | DIMP
TEX-1150 | 7070-1220 | HARPER | Yes | 94.1 | NO | NO | NW1/4SEC35-T29N-R26WIM | 36.9519 | -99.9807 | WEST TEXAS GAS | ACTIVE | 2000-2009 | FISHER | 046-2 | FISHER | 046-2 | NONE |  | NONE |  | NONE |  | NONE |  | NONE IRR ONLY | NO |  | 1 | [5 empty] | DIMP
TEX-1160 | 7070-1230 | BEAVER | Yes | 5.1 | NO | NO | SE1/4SEC2-T5N-R28ECM | 36.9268 | -100.0035 | WEST TEXAS GAS | ACTIVE | 1960-1969 | FISHER | 630H | FISHER | 722 | NONE |  | FISHER | H203 | FISHER | 289H | NONE |  | KING TOOL 1-W 16OZ | NO |  |  |  |  | 1 |  |  | DIMP
TEX-1170 | 7070-1240 | BEAVER | Yes | 3.6 | NO | NO | E1/4SEC34-T1N-R23ECM | 36.5005 | -100.5586 | WEST TEXAS GAS | ACTIVE | 2000-2009 | FISHER | 630H | FISHER | 046-2 | FISHER | 046-2 | NONE |  | NONE |  | NONE |  | KING TOOL 1-W 16OZ | NO |  |  |  |  | 1 |  |  | DIMP
TEX-1180 | 7070-1250 | BEAVER | Yes | 0 | NO | NO | NE1/4SEC15-T6N-R28ECM | 36.9823 | -100.0247 | WEST TEXAS GAS | INACTIVE |  | NONE | NONE | NONE | NONE | NONE |  | NONE |  | NONE |  | NONE |  | NONE IRR ONLY | NO |  | 1 | [5 empty] | DIMP
TEX-1190 | 7070-1260 | BEAVER | Yes | 2.5 | NO | NO | NW1/4SEC-15-T5N-R28ECM | 36.9013 | -100.0306 | WEST TEXAS GAS | ACTIVE | 1960-1969 | FISHER | 630H | FISHER | 041 | NONE |  | NONE |  | NONE |  | NONE |  | KING TOOL 1-W 16OZ | NO |  |  |  |  | 1 |  |  | DIMP
TEX-1200 | 7070-1270 | BEAVER | Yes | 0 | NO | NO | NW1/4SEC24-T5N-R27ECM | 36.8918 | -100.0975 | WEST TEXAS GAS | INACTIVE |  | NONE | NONE | NONE | NONE | NONE |  | NONE |  | NONE |  | NONE |  |  | NO | [7 empty] | DIMP
TEX-1210 | 7070-1280 | BEAVER | Yes | 0 | YES | NO | SW1/4SEC24-T3N-R25ECM | 36.7071 | -100.3233 | WEST TEXAS GAS | INACTIVE |  | NONE | NONE | NONE | NONE | NONE |  | NONE |  | NONE |  | NONE |  |  | NO | [7 empty] | DIMP
TEX-1220 | 7070-1290 | BEAVER | Yes | 0 | NO | NO | NE1/4SEC19-T2N-R25ECM | 36.6307 | -100.4056 | WEST TEXAS GAS | INACTIVE |  | NONE | NONE | NONE | NONE | NONE |  | NONE |  | NONE |  | NONE |  |  | NO | [7 empty] | DIMP
TEX-1230 | 7070-1300 | BEAVER | Yes | 2.8 | YES | NO | SE1/4SEC18-T2N-R25ECM | 36.6339 | -100.3983 | WEST TEXAS GAS | ACTIVE | 1960-1969 | FISHER | 630H | FISHER | 722 | NONE |  | MERCER | 8100 | FISHER | 289H | NONE |  | KING TOOL 1-W 16OZ | NO |  |  |  |  | 1 |  |  | DIMP
TEX-1240 | 7070-1310 | BEAVER | Yes | 44.6 | NO | NO | SW1/4SEC35-T3N-R25ECM | 36.6813 | -100.3438 | WEST TEXAS GAS | ACTIVE | 1960-1969 | FISHER | 630H | FISHER | 630L | NONE |  | NONE |  | FISHER | 289H | NONE |  | NONE IRR ONLY | NO |  | 1 | [5 empty] | DIMP
TEX-1250 | 7070-1320 | TEXAS | Yes | 0 | NO | NO | SW1/4SEC-20-T3N-R17ECM | 36.7057 | -101.2514 | WEST TEXAS GAS | INACTIVE |  | NONE | NONE | NONE | NONE | NONE |  | NONE |  | NONE |  | NONE |  |  | NO | [7 empty] | DIMP
TEX-1270 | 7070-1340 | WOODWARD | Yes | 0 | NO | NO | SE1/4SEC16-T21N-R22WIM | 36.2941 | -99.5553 | WEST TEXAS GAS | ACTIVE | 2010-2019 | FISHER | 046-2 | FISHER | 046-2 | NONE |  | NONE |  | NONE |  | NONE |  | NONE IRR ONLY | NO |  | 1 | [5 empty] | DIMP
TEX-1280 | 7070-1350 | WOODWARD | Yes | 0 | NO | NO | SE1/4SEC9-T21N-R22WIM | 36.3086 | -99.5519 | WEST TEXAS GAS | INACTIVE |  | NONE | NONE | NONE | NONE | NONE |  | NONE |  | NONE |  | NONE |  |  | NO | [7 empty] | DIMP
TEX-1330 | 7070-1400 | BEAVER | Yes | 502.6 | NO | NO | NW1/4SEC7-T1N-R22ECM | 36.5678 | -100.7298 | WEST TEXAS GAS | ACTIVE | 2000-2009 | FISHER | 046-2 | FISHER | 046-2 | NONE |  | NONE |  | NONE |  | NONE |  | NONE IRR ONLY | NO |  | 1 | [5 empty] | DIMP
TEX-1340 | 7070-1410 | BEAVER | Yes | 2.6 | NO | NO | NE1/4SEC28-T2N-R21ECM | 36.614 | -100.7972 | WEST TEXAS GAS | ACTIVE | 2000-2009 | FISHER | 046-2 | FISHER | 046-2 | NONE |  | NONE |  | NONE |  | NONE |  | KING TOOL 1-W 16OZ | NO |  |  |  |  | 1 |  |  | DIMP
TEX-1350 | 7070-1420 | ELLIS | Yes | 96.5 | NO | NO | SE1/4SEC30-T21N-R25WIM | 36.2641 | -100.9157 | WEST TEXAS GAS | ACTIVE | 2010-2019 | FISHER | 046-2 | FISHER | 046-2 | NONE |  | NONE |  | NONE |  | NONE |  | NONE IRR ONLY | NO |  | 1 | [5 empty] | DIMP
TEX-1360 | 7070-1430 | BEAVER | Yes | 11.2 | NO | NO | NW1/4SEC33-T1N-R23ECM | 36.588 | -100.588 | WEST TEXAS GAS | ACTIVE | 2000-2009 | FISHER | 046-2 | FISHER | 046-2 | NONE |  | NONE |  | NONE |  | NONE |  | KING TOOL 1-W 16OZ | NO |  |  |  |  | 1 |  |  | DIMP
TEX-1370 | 7070-1440 | BEAVER | Yes | 142.8 | NO | NO | SE1/4SEC5-T1N-R21ECM | 36.5728 | -100.8117 | WEST TEXAS GAS | ACTIVE | 1960-1969 | FISHER | 630H | FISHER | 046-2 | NONE |  | FISHER |  | NONE |  | NONE |  | NONE IRR ONLY | NO |  | 1 | [5 empty] | DIMP
TEX-1380 | 7070-1450 | BEAVER | Yes | 62.4 | NO | NO | NW1/4SEC26-T2N-R21ECM | 36.6159 | -100.7656 | WEST TEXAS GAS | ACTIVE | 1960-1969 | FISHER | 630H | FISHER | PAN | NONE |  | MERCER | 8100 | FISHER | 289H | NONE |  | KING TOOL 1-W 16OZ | NO |  |  |  |  | 1 |  |  | DIMP
TEX-1390 | 7070-1470 | BEAVER | NO | 0 | NO | NO | SE1/4SEC34-T5N-R28ECM | 36.8531 | -100.0292 | WEST TEXAS GAS | INACTIVE |  | NONE | NONE | NONE | NONE | NONE |  | NONE |  | NONE |  | NONE |  | NONE IRR ONLY | NO |  | 1 | [5 empty] | DIMP
TEX-1400 | 7070-2670 | TEXAS | Yes | 1.8 | YES | NO | SW1/4SEC26-T6N-R18ECM | 36.9531 | -101.0897 | WEST TEXAS GAS | ACTIVE | 1960-1969 | FISHER | 046-2 | FISHER | 61R | NONE |  | NONE |  | NONE |  | NONE |  | KING TOOL 1-W 16OZ | NO |  |  |  |  | 1 |  |  | DIMP
TEX-1410 | 7070-2680 | TEXAS | Yes | 2.9 | YES | NO | SW1/4SEC26-T6N-R18ECM | 36.9531 | -101.0897 | WEST TEXAS GAS | ACTIVE | 1960-1969 | FISHER | 046-2 | FISHER | 61R | NONE |  | NONE |  | NONE |  | NONE |  | KING TOOL 1-W 16OZ | NO |  |  |  |  | 1 |  |  | DIMP
TEX-1420 | 7070-2690 | TEXAS | Yes | 1.9 | YES | NO | SW1/4SEC26-T6N-R18ECM | 36.956 | -101.0897 | WEST TEXAS GAS | ACTIVE | 1960-1969 | FISHER | 046-1 | FISHER | 046-2 | NONE |  | FISHER | 289H | NONE |  | NONE |  | KING TOOL 1-W 16OZ | NO |  |  |  |  | 1 |  |  | DIMP
TEX-1430 | 7070-2700 | TEXAS | Yes | 10.6 | YES | NO | NE1/4SEC3-T5N-R18ECM | 36.9354 | -101.09 | WEST TEXAS GAS | ACTIVE | 1960-1969 | FISHER | 046-2 | FISHER | 61R | NONE |  | NONE |  | NONE |  | NONE |  | KING TOOL 1-W 16OZ | NO |  |  |  |  | 1 |  |  | DIMP
TEX-1440 | 7070-2710 | TEXAS | Yes | 3.7 | YES | NO | SW1/4SEC26-T6N-R18ECM | 36.956 | -101.0897 | WEST TEXAS GAS | ACTIVE | 1960-1969 | FISHER | 046-1 | FISHER | 046-2 | NONE |  | FISHER | 289H | NONE |  | NONE |  | KING TOOL 1-W 16OZ | NO |  |  |  |  | 1 |  |  | DIMP
TEX-1450 | 7070-2720 | BEAVER | Yes | 7.1 | NO | NO | NE1/4SEC24-T3N-R23ECM | 36.7158 | -100.5246 | WEST TEXAS GAS | ACTIVE | 1960-1969 | FISHER | 630H | FISHER | 627 | NONE |  | FISHER | 203H | FISHER | 289H | NONE |  | KING TOOL 1-W 16OZ | NO |  |  |  |  | 1 |  |  | DIMP
TEX-1460 | 7070-2790 | HARPER | Yes | 56.4 | NO | NO | NE1/4SEC32-T28N-R25WIM | 36.8682 | -99.9118 | WEST TEXAS GAS | ACTIVE | 2010-2019 | FISHER | 627R | NONE |  | NONE |  | NONE |  | NONE |  | NONE |  | NONE IRR ONLY | NO |  | 1 | [5 empty] | DIMP
TEX-1470 | 7070-2800 | BEAVER | Yes | 172 | NO | NO | NW1/4SEC10-T6N-R28ECM | 37 | -100.0253 | WEST TEXAS GAS | ACTIVE | 2010-2019 | FISHER | 627R | NONE |  | NONE |  | NONE |  | NONE |  | NONE |  | NONE IRR ONLY | NO |  | 1 | [5 empty] | DIMP
TEX-1480 | 7070-2820 | BEAVER | Yes | 283.4 | NO | YES | NW1/4SEC22-T3N-R28ECM | 36.7137 | -100.0291 | WEST TEXAS GAS | ACTIVE | 2010-2019 | FISHER | 046-2 | NONE |  | NONE |  | NONE |  | NONE |  | NONE |  | NONE IRR ONLY | NO |  | 1 | [5 empty] | DIMP
TEX-1490 | 7070-2830 | ELLIS | Yes | 52.3 | NO | NO | SE1/4SEC5-T22N-R23WIM | 36.4062 | -99.68 | WEST TEXAS GAS | ACTIVE | 2010-2019 | FISHER | 046-2 | NONE |  | NONE |  | NONE |  | NONE |  | NONE |  | NONE IRR ONLY | NO |  | 1 | [5 empty] | DIMP
TEX-1500 | 7070-2840 | BEAVER | Yes | 0 | NO | NO | NW1/4SEC15-T5N-R22ECM | 36.9003 | -100.6677 | WEST TEXAS GAS | ACTIVE | 2010-2019 | FISHER | 046-2 | NONE |  | NONE |  | NONE |  | NONE |  | NONE |  | NONE IRR ONLY | NO |  | 1 | [5 empty] | DIMP
STRAT-0010 | 7080-0850 | CIMARRON | Yes | 10 | Yes | No | S.W.C section 31 T-1 R-8 | 36.5016 | -102.245 | WEST TEXAS GAS | Active | 1960-1969 | Fisher 1" | 630 | Fisher 1" | 621 | National | 61-R | Fisher 1" | 1805 | Fisher 1" | 1805 | N/A |  | WGI Mainline | NO | N/A | 0 | 0 | 0 | 1 | 0 | None | DIMP
STRAT-0020 | 7080-0860 | CIMARRON | Yes | 10 | Yes | No | section 30 T-3 R-6 | 36.69 | -102.4597 | WEST TEXAS GAS | Inactive | 1960-1969 | Fisher 1" | 630 | Fisher 1" | 621 | National | 61-R | Fisher 1" | 1805 | Fisher 1" | 1805 | N/A |  | WGI Mainline | NO | N/A | 0 | 0 | 0 | 1 | 0 | None | DIMP
STRAT-0030 | 7080-0870 | CIMARRON | Yes | 10 | Yes | No | section 30 T-3 R-6 | 36.6942 | -102.4632 | WEST TEXAS GAS | Active | 1990-1999 | Fisher 1" | 621 | Fisher 1" | 621 | National | 61-R | Fisher 1" | 1805 | Fisher 1" | 1805 | N/A |  | WGI Mainline | NO | N/A | 0 | 0 | 0 | 1 | 0 | None | DIMP
STRAT-0040 | 7080-0880 | CIMARRON | Yes | 10 | Yes | No | section 30 T-3 R-6 | 36.6956 | -102.4644 | WEST TEXAS GAS | Active | 1960-1969 | Fisher 1" | 630 | Fisher 1" | 621 | National | 61-R | Fisher 1" | 1805 | Fisher 1" | 1805 | N/A |  | WGI Mainline | NO | N/A | 0 | 0 | 0 | 1 | 0 | None | DIMP

## PRINT SPREAD SHEET
|  |  | SITE QUESTIONS | [5 empty] | SEGMENT B QUESTIONS
Leak Surveyed (check mark) | Leak Survey Date | Leak Survey Personnel | SITE NUMBER For WGI Mainlines | WTG Station # | County | Location | Lattitude | Longitude | Owner/operator of Segment B? | Status of Segment B
|  |  | EB0020 | 7070-1980 | BEAVER | NW1/4SEC7-T4N-R24ECM | 36.8315 | -100.5182 | WEST TEXAS GAS | ACTIVE
|  |  | EB0025 | 7070-1990 | BEAVER | SE1/4SEC6-T4N-R24ECM | 36.8377 | -100.5129 | WEST TEXAS GAS | ACTIVE
|  |  | EB0045 | 7070-2010 | BEAVER | SW1/4SEC31-T5N-R23ECM | 36.8492 | -100.5124 | WEST TEXAS GAS | ACTIVE
|  |  | EB0050 | 7070-2020 | BEAVER | SE1/4SEC36-T5N-R23ECM | 36.8533 | -100.5131 | WEST TEXAS GAS | ACTIVE
|  |  | EB0055 | 7070-2070 | BEAVER | NE1/4SEC36-T5N-R23ECM | 36.856 | -100.5131 | WEST TEXAS GAS | ACTIVE
|  |  | EB0060 | 7070-2030 | BEAVER | SE1/4SEC25-T5N-R23ECM | 36.8642 | -100.5131 | WEST TEXAS GAS | ACTIVE
|  |  | EB0090 | 7070-2060 | BEAVER | NE1/4SEC14-T5N-R23ECM | 36.9062 | -100.531 | WEST TEXAS GAS | ACTIVE
|  |  | EB0095 | 7070-2050 | BEAVER | NE1/4SEC14-T5N-R23ECM | 36.9053 | -100.531 | WEST TEXAS GAS | Inactive
|  |  | EB0110 | 7070-1790 | BEAVER | NE1/4SEC26-T5N-R23ECM | 36.8778 | -100.5313 | WEST TEXAS GAS | ACTIVE
|  |  | EB0115 | 7070-1800 | BEAVER | NW1/4SEC26-T5N-R23ECM | 36.8778 | -100.5425 | WEST TEXAS GAS | ACTIVE
|  |  | EB0120 | 7070-1810 | BEAVER | NW1/4SEC27-T5N-R23ECM | 36.8778 | -100.5635 | WEST TEXAS GAS | ACTIVE
|  |  | EB0125 | 7070-1820 | BEAVER | NW1/4SEC29-T5N-R23ECM | 36.8778 | -100.598 | WEST TEXAS GAS | ACTIVE
|  |  | EB0140 | 7070-1830 | BEAVER | NE1/4SEC25-T5N-R22ECM | 36.8778 | -100.6269 | WEST TEXAS GAS | ACTIVE
|  |  | EB0145 | 7070-1840 | BEAVER | NE1/4SEC28-T5N-R22ECM | 36.8776 | -100.6817 | WEST TEXAS GAS | ACTIVE
|  |  | EB0155 | 7070-1850 | BEAVER | NW1/4SEC28-T5N-R22ECM | 36.8777 | -100.693 | WEST TEXAS GAS | ACTIVE
|  |  | EB0160 | 7070-1860 | BEAVER | SE1/4SEC20-T5N-R22ECM | 36.878 | -100.7021 | WEST TEXAS GAS | ACTIVE
|  |  | EB0165 | 7070-2730 | BEAVER | SW1/4SEC20-T5N-R22ECM | 36.8779 | -100.7076 | WEST TEXAS GAS | ACTIVE
|  |  | EB0175 | 7070-1870 | BEAVER | NE1/4SEC30-T5N-R22ECM | 36.8778 | -100.7114 | WEST TEXAS GAS | ACTIVE
|  |  | EB0190 | 7070-1890 | BEAVER | NW1/4SEC25-T5N-R21ECM | 36.8777 | -100.7464 | WEST TEXAS GAS | ACTIVE
|  |  | EB0200 | 7070-2740 | BEAVER | NW1/4SEC26-T5N- R21ECM | 36.8777 | -100.7651 | WEST TEXAS GAS | ACTIVE
|  |  | EB0205 | 7070-1910 | BEAVER | NW1/4SEC28-T5N-R21ECM | 36.8776 | -100.8011 | WEST TEXAS GAS | ACTIVE
|  |  | EB0225 | 7070-1920 | BEAVER | NE1/4SEC30-T5N-R21ECM | 36.8776 | -100.8197 | WEST TEXAS GAS | ACTIVE
|  |  | EB0235 | 7070-1930 | BEAVER | NE1/4SEC26-T5N-R20ECM | 36.8776 | -100.8625 | WEST TEXAS GAS | ACTIVE
|  |  | EB0240 | 7070-1940 | BEAVER | NW1/4SEC26-T5N-R20ECM | 36.8776 | -100.8646 | WEST TEXAS GAS | ACTIVE
|  |  | EB0250 | 7070-1950 | BEAVER | NE1/4SEC27-T5N-R20ECM | 36.8776 | -100.8788 | WEST TEXAS GAS | ACTIVE
|  |  | EB0265 | 7070-2770 | BEAVER | NE1/4SEC28-T5N-R20ECM | 36.8777 | -100.8958 | WEST TEXAS GAS | ACTIVE
|  |  | EB0270 | 7070-1960 | BEAVER | NW1/4SEC28-T5N-R20ECM | 36.8776 | -100.9089 | WEST TEXAS GAS | ACTIVE
|  |  | EB0280 |  | BEAVER | SW1/4SEC20-5N-20ECM | 36.8778 | -100.9188 | WEST TEXAS GAS | ACTIVE
|  |  | EB0285 | 7070-1970 | BEAVER | NW1/4SEC29-T5N-R20ECM | 36.8776 | -100.9274 | WEST TEXAS GAS | ACTIVE
|  |  | EB0295 | 7070-2180 | BEAVER | NE1/4SEC30-T5N-R20ECM | 36.8777 | -100.9311 | WEST TEXAS GAS | ACTIVE
|  |  | EB0305 | 7070-2160 | TEXAS | NE1/4SEC26-T5N-R19ECM | 36.8776 | -100.9708 | WEST TEXAS GAS | ACTIVE
|  |  | EB0310 | 7070-2150 | TEXAS | SW1/4SEC23-T5N-R19ECM | 36.8796 | -100.9813 | WEST TEXAS GAS | ACTIVE
|  |  | EB0315 | 7070-2140 | TEXAS | NE1/4SEC27-T5N-R19ECM | 36.8776 | -100.9866 | WEST TEXAS GAS | ACTIVE
|  |  | EB0320 | 7070-2130 | TEXAS | NE1/4SEC27-T5N-R19ECM | 36.8776 | -100.9906 | WEST TEXAS GAS | ACTIVE
|  |  | EB0325 | 7070-2120 | TEXAS | SW1/4SEC22-T5N-R19ECM | 36.8807 | -100.9989 | WEST TEXAS GAS | ACTIVE
|  |  | EB0345 | 7070-2100 | TEXAS | NW1/4SEC29-T5N-R19ECM | 36.8776 | -101.0355 | WEST TEXAS GAS | ACTIVE
|  |  | EB0365 | 7070-2200 | TEXAS | NE1/4SEC30-T5N-R18ECM | 36.8776 | -101.1504 | WEST TEXAS GAS | ACTIVE
|  |  | EB0380 | 7070-2750 | TEXAS | NE1/4SEC3-T5N-R18ECM | 36.9341 | -101.0983 | WEST TEXAS GAS | ACTIVE
|  |  | EB0390 | 7070-2210 | TEXAS | SW1/4SEC26-T5N-R17ECM | 36.8633 | -101.1982 | WEST TEXAS GAS | ACTIVE
|  |  | EB0395 | 7070-1770 | TEXAS | SW1/4SEC34-T5N-R17ECM | 36.8558 | -101.2121 | WEST TEXAS GAS | ACTIVE
|  |  | EB0400 | 7070-1780 | TEXAS | SW1/4SEC34-T5N-R17ECM | 36.855 | -101.2157 | WEST TEXAS GAS | ACTIVE
|  |  | EB0405 | 7070-2220 | TEXAS | SE1/4SEC33-T5N-R17ECM | 36.8543 | -101.2168 | WEST TEXAS GAS | ACTIVE
|  |  | EB0420 | 7070-2230 | TEXAS | NWSEC3-T4N-R17ECM | 36.8485 | -101.2195 | WEST TEXAS GAS | ACTIVE
|  |  | EB0425 | 7070-2250 | TEXAS | NWSEC3-T4N-R17ECM | 36.8445 | -101.2238 | WEST TEXAS GAS | ACTIVE
|  |  | EB0440 | 7070-2270 | TEXAS | SW1/4SEC4-T4N-R17ECM | 36.8389 | -101.2411 | WEST TEXAS GAS | ACTIVE
|  |  | EB0450 | 7070-1640 | TEXAS | NW1/4SEC29-T4N-R17ECM | 36.7902 | -101.2593 | WEST TEXAS GAS | ACTIVE
|  |  | EB0455 | 7070-2290 | TEXAS | NW1/4SEC8-T4N-R17ECM | 36.8184 | -101.2716 | WEST TEXAS GAS | ACTIVE
|  |  | EB0460 | 7070-2300 | TEXAS | SW1/413-4N-16ECM | 36.8117 | -101.2815 | WEST TEXAS GAS | Active
|  |  | EB0465 | 7070-2310 | TEXAS | NW1/4SEC24-T4N-R17ECM | 36.8031 | -101.2942 | WEST TEXAS GAS | ACTIVE
|  |  | EB0470 | 7070-2610 | TEXAS | NE1/4SEC27-T4N-R16ECM | 36.7901 | -101.3207 | WEST TEXAS GAS | Active
|  |  | EB0475 | 7070-2310 | TEXAS | NW1/4SEC24-T4N-R17ECM | 36.8031 | -101.2942 | WEST TEXAS GAS | ACTIVE
|  |  | EB0480 | 7070-2330 | TEXAS | SW1/4SEC12-T3N-R16ECM | 36.7336 | -101.3976 | WEST TEXAS GAS | ACTIVE
|  |  | EB0485 | 7070-2340 | TEXAS | NE1/4SEC14-T3N-R15ECM | 36.7294 | -101.4083 | WEST TEXAS GAS | ACTIVE
|  |  | EB0490 | 7070-2780 | TEXAS | NW1/4SEC14-T3N-R15ECM | 36.7291 | -101.4204 | WEST TEXAS GAS | ACTIVE
|  |  | EB0495 | 7070-2760 | TEXAS | NE1/4SEC15-T3N-R15ECM | 36.729 | -101.4292 | WEST TEXAS GAS | ACTIVE
|  |  | EB0500 |  | TEXAS | NE1/4SEC21-3N-15ECM | 36.7106 | -101.4471 | WEST TEXAS GAS | Active
|  |  | EB0510 | 7070-1650 | TEXAS | NW1/4SEC33-T4N-R16ECM | 36.7755 | -101.3412 | WEST TEXAS GAS | ACTIVE
|  |  | EB0520 | 7070-2350 | TEXAS | SW1/4SEC29-T4N-R16ECM | 36.7763 | -101.3679 | WEST TEXAS GAS | ACTIVE
|  |  | EB0525 | 7070-2380 | TEXAS | SE1/4SEC30-T4N-R16ECM | 36.7763 | -101.3685 | WEST TEXAS GAS | ACTIVE
|  |  | EB0475 | 7070-2390 | TEXAS | SW1/4SEC30-T4N-R16ECM | 36.7764 | -101.3843 | WEST TEXAS GAS | ACTIVE
|  |  | EB0535 | 7070-2400 | TEXAS | SE1/4SEC25-T4N-R15ECM | 36.7764 | -101.3854 | WEST TEXAS GAS | ACTIVE
|  |  | EB0540 | 7070-2410 | TEXAS | NE1/4SEC36-T4N-R15ECM | 36.7761 | -101.3914 | WEST TEXAS GAS | ACTIVE
|  |  | EB0545 | 7070-2420 | TEXAS | SW1/4SEC25-T4N-R15ECM | 36.7764 | -101.3936 | WEST TEXAS GAS | ACTIVE
|  |  | EB0550 | 7070-2440 | TEXAS | SW1/4SEC26-T4N-R1ECM5 | 36.7764 | -101.3971 | WEST TEXAS GAS | ACTIVE
|  |  | EB0560 | 7070-1670 | TEXAS | SW1/4SEC30-T4N-R15ECM | 36.7764 | -101.3969 | WEST TEXAS GAS | ACTIVE
|  |  | EB0570 | 7070-2450 | TEXAS | SE1/4SEC27-T4N-R15ECM | 36.7766 | -101.4272 | WEST TEXAS GAS | ACTIVE
|  |  | EB0575 | 7070-2460 | TEXAS | SW1/4SEC27-T4N-R1ECM5 | 36.7766 | -101.4322 | WEST TEXAS GAS | ACTIVE
|  |  | EB0580 | 7070-2480 | TEXAS | NE1/4SEC5-T3N-R15ECM | 36.7561 | -101.4566 | WEST TEXAS GAS | ACTIVE
|  |  | EB0595 | 7070-2470 | TEXAS | SE1/4SEC29-T4N-R15ECM | 36.7767 | -101.4655 | WEST TEXAS GAS | ACTIVE
|  |  | EB0600 | 7070-2600 | TEXAS | SE1/4SEC30-T4N-R15ECM | 36.7769 | -101.4788 | WEST TEXAS GAS | ACTIVE
|  |  | EB0610 | 7070-2590 | TEXAS | NE1/4SEC12-T3N-R14ECM | 36.7405 | -101.4923 | WEST TEXAS GAS | ACTIVE
|  |  | EB0615 | 7070-2580 | TEXAS | NE1/4SEC12-T3N-R14ECM | 36.74 | -101.4923 | WEST TEXAS GAS | ACTIVE
|  |  | EB0620 | 7070-2570 | TEXAS | NE1/4SEC12-T3N-R14ECM | 36.7392 | -101.4923 | WEST TEXAS GAS | ACTIVE
|  |  | EB0625 | 7070-2560 | TEXAS | NE1/4SEC12-T3N-R14ECM | 36.738 | -101.4923 | WEST TEXAS GAS | ACTIVE
|  |  | EB0636 | 7070-2530 | TEXAS | SW1/4SEC13-T3N-R14ECM | 36.7252 | -101.4918 | WEST TEXAS GAS | ACTIVE
|  |  | EB0640 | 7070-2850 | TEXAS | SW1/4SEC13-T3N-R14ECM | 36.7237 | -101.4918 | WEST TEXAS GAS | ACTIVE
|  |  | EB0645 | 7070-2520 | TEXAS | SW1/4SEC13-T3N-R14ECM | 36.7189 | -101.4921 | WEST TEXAS GAS | ACTIVE
|  |  | EB0655 | 7070-2510 | TEXAS | NE1/4SEC24-T3N-R14ECM | 36.7123 | -101.4923 | WEST TEXAS GAS | ACTIVE
|  |  | EB0660 | 7070-2500 | TEXAS | SE1/4SEC24-T3N-R14ECM | 36.7113 | -101.4924 | WEST TEXAS GAS | INACTIVE
|  |  | EB0685 | 7070-2660 | TEXAS | NW1/4SEC25-T3N-R14ECM | 36.704 | -101.5101 | WEST TEXAS GAS | ACTIVE
|  |  | EB0690 | 7070-2650 | TEXAS | SW1/4SEC25-T3N-R14ECM | 36.7005 | -101.51 | WEST TEXAS GAS | ACTIVE
|  |  | EB0695 | 7070-2640 | TEXAS | SW1/4SEC25-T3N-R14ECM | 36.6979 | -101.51 | WEST TEXAS GAS | ACTIVE
|  |  | ET-0005 | 7080-0830 | SHERMAN | SE 1/4 Sec 3 PSL Blk 1 | 36.4881 | -102.1208 | WEST TEXAS GAS | Active
|  |  | ET-0025 | 7080-0180 | SHERMAN | NW 1/4 Section 194 GH&H Block 1C | 36.4736 | -101.9 | WEST TEXAS GAS | Active
|  |  | ET-0040 | 7080-0170 | SHERMAN | NW 1/4 Section 137 GH&H Block 1C | 36.4728 | -101.8333 | WEST TEXAS GAS | Active
|  |  | ET-0095 | 7080-0220 | TEXAS | SW 1/4 Section 28 T1N R12E | 36.5167 | -101.7806 | WEST TEXAS GAS | Active
|  |  | ET-0100 | 7080-0230 | TEXAS | SW 1/4 Section 21 T1N R12E | 36.5308 | -101.7806 | WEST TEXAS GAS | Active
|  |  | ET-0105 | 7080-0240 | TEXAS | NW 1/4 Section 21 T1N R12E | 36.5375 | -101.7806 | WEST TEXAS GAS | Active
|  |  | ET-0115 | 7080-0350 | TEXAS | SW 1/4 Section 4 T1N R12E | 36.5705 | -101.7805 | WEST TEXAS GAS | Active
|  |  | ET-0130 |  | TEXAS | SE 1/4 Sec 3 T1N R12E | 36.5809 | -101.7449 | WEST TEXAS GAS | Active
|  |  | ET-0140 | 7080-0250 | TEXAS | SW 1/4 Section 35 T2N R12E | 36.5881 | -101.7433 | WEST TEXAS GAS | Active
|  |  | ET-0150 | 7080-0300 | TEXAS | SW 1/4 Section 31 T2N R13E | 36.5881 | -101.705 | WEST TEXAS GAS | Active
|  |  | ET-0155 | 7080-0400 | TEXAS | SW 1/4 Section 31 T2N R13E | 36.5881 | -101.7008 | WEST TEXAS GAS | Active
|  |  | ET-0165 | 7080-0370 | TEXAS | SW 1/4 Section 33 T2N R13E | 36.5881 | -101.6644 | WEST TEXAS GAS | Active
|  |  | ET-0175 | 7080-0380 | TEXAS | SW 1/4 Section 34 T2N R13E | 36.5883 | -101.6539 | WEST TEXAS GAS | Active
|  |  | ET-0185 | 7080-0310 | TEXAS | SE 1/4 Section 34 T2N R13E | 36.5881 | -101.6442 | WEST TEXAS GAS | Active
|  |  | ET-0205 | 7080-0390 | TEXAS | NE 1/4 Seection 26 T1N R13E | 36.5297 | -101.6225 | WEST TEXAS GAS | Active
|  |  | ET-0215 | 7080-0340 | TEXAS | SW 1/4 Section 26 T1N R13E | 36.5164 | -101.6367 | WEST TEXAS GAS | Active
|  |  | ET-0235 | 7080-0320 | TEXAS | NE 1/4 Section 35 T2N R13E | 36.5953 | -101.625 | WEST TEXAS GAS | Active
|  |  | ET-0250 | 7080-0200 | TEXAS | NE 1/4 Section 35 T2N R13E | 36.5956 | -101.6236 | WEST TEXAS GAS | Active
|  |  | ET-0270 | 7080-0410 | TEXAS | SE 1/4 Section 10 T2N R14E | 36.6492 | -101.5322 | WEST TEXAS GAS | Active
|  |  | TEX-0020 | 7070-0010 | ELLIS | SW1/4SEC20-T21N-25WIM | 36.2755 | -99.9049 | WEST TEXAS GAS | ACTIVE
|  |  | TEX-0030 | 7070-0020 | ELLIS | NE1/4SEC9-T18N-R23WIM | 36.0567 | -99.6562 | WEST TEXAS GAS | INACTIVE
|  |  | TEX-0040 | 7070-0030 | HARPER | SE1/4SEC34-T28N-R25WIM | 36.8606 | -99.8609 | WEST TEXAS GAS | ACTIVE
|  |  | TEX-0050 | 7070-0040 | HARPER | SW1/4SEC35-T28N-R25WIM | 36.8632 | -99.8869 | WEST TEXAS GAS | ACTIVE
|  |  | TEX-0060 | 7070-0050 | HARPER | NE1/4SEC 33-T28N-R25WIM | 36.8652 | -99.8975 | WEST TEXAS GAS | ACTIVE
|  |  | TEX-0070 | 7070-0060 | ELLIS | SE1/4SEC19-T21N-R23WIM | 36.2805 | -99.6975 | WEST TEXAS GAS | ACTIVE
|  |  | TEX-0080 | 7070-0070 | ELLIS | SW1/4SEC25-T23N-R26WIM | 36.435 | -99.9409 | WEST TEXAS GAS | ACTIVE
|  |  | TEX-0090 | 7070-0080 | BEAVER | NE1/4SEC11-T1N-R28ECM | 36.5709 | -100.0041 | WEST TEXAS GAS | Inactive
|  |  | TEX-0100 | 7070-0090 | BEAVER | NW1/4SEC19-T5N-R24ECM | 36.7846 | -100.506 | WEST TEXAS GAS | ACTIVE
|  |  | TEX-0110 | 7070-0100 | BEAVER | SW1/4SEC28-T2N-R25ECM | 36.6056 | -100.3793 | WEST TEXAS GAS | ACTIVE
|  |  | TEX-0120 | 7070-0110 | WOODWARD | NW1/4SEC8-T21N-R19WIM | 36.3125 | -99.2643 | WEST TEXAS GAS | ACTIVE
|  |  | TEX-0130 | 7070-0120 | BEAVER | SE1/4SEC2-T3N-R23ECM | 36.7544 | -100.5492 | WEST TEXAS GAS | ACTIVE
|  |  | TEX-0140 | 7070-0130 | WOODWARD | NE1/4SEC31-T23N-R21WIM | 36.4336 | -99.4841 | WEST TEXAS GAS | ACTIVE
|  |  | TEX-0150 | 7070-0140 | BEAVER | NW1/4SEC21-T5N-R28ECM | 36.8872 | -100.0511 | WEST TEXAS GAS | ACTIVE
|  |  | TEX-0160 | 7070-0150 | ELLIS | NE1/4SEC11-T23N-R26WIM | 36.4922 | -99.946 | WEST TEXAS GAS | ACTIVE
|  |  | TEX-0170 | 7070-0160 | BEAVER | SE1/4SEC18-T1N-R24ECM | 36.5438 | -100.5064 | WEST TEXAS GAS | ACTIVE
|  |  | TEX-0180 | 7070-0170 | ELLIS | NW1/4SEC23-T24N-R26WIM | 36.5477 | -99.9582 | WEST TEXAS GAS | ACTIVE
|  |  | TEX-0190 | 7070-0180 | BEAVER | SE1/4SEC24-T1N-R23ECM | 36.5299 | -100.5228 | WEST TEXAS GAS | ACTIVE
|  |  | TEX-0200 | 7070-0200 | ELLIS | NW1/4SEC8-T3N-R23ECM | 36.7468 | -100.6101 | WEST TEXAS GAS | ACTIVE
|  |  | TEX-0210 | 7070-0210 | BEAVER | SW1/4SEC7-T3N-R23ECM | 36.7358 | -100.6266 | WEST TEXAS GAS | ACTIVE
|  |  | TEX-0220 | 7070-0220 | WOODWARD | NE1/4SEC22-T23N-R21WIM | 36.4588 | -99.439 | WEST TEXAS GAS | ACTIVE
|  |  | TEX-0230 | 7070-0230 | BEAVER | NW1/4SEC24-T1N-R27ECM | 36.5355 | -100.1086 | WEST TEXAS GAS | ACTIVE
|  |  | TEX-0240 | 7070-0240 | HARPER | SW1/4SEC2-T27N-R23WIM | 36.8424 | -99.6534 | WEST TEXAS GAS | ACTIVE
|  |  | TEX-0250 | 7070-0250 | ELLIS | NW1/4SEC21-T20N-R24WIM | 36.2017 | -99.7665 | WEST TEXAS GAS | ACTIVE
|  |  | TEX-0260 | 7070-0260 | BEAVER | NW1/4SEC6-T3N-R23ECM | 36.7517 | -100.6181 | WEST TEXAS GAS | ACTIVE
|  |  | TEX-0270 | 7070-0270 | ELLIS | SE1/4SEC9-T22N-R25WIM | 36.073 | -99.6343 | WEST TEXAS GAS | INACTIVE
|  |  | TEX-0280 | 7070-0280 | BEAVER | NW1/4SEC18-T1N-R21ECM | 36.5554 | -100.8435 | WEST TEXAS GAS | ACTIVE
|  |  | TEX-0290 | 7070-0290 | ELLIS | NE1/4SEC9-T22N-R25WIM | 36.3964 | -99.8852 | WEST TEXAS GAS | ACTIVE
|  |  | TEX-0300 | 7070-0300 | BEAVER | SE1/4SEC26-T1N-R23ECM | 36.5177 | -100.5426 | WEST TEXAS GAS | ACTIVE
|  |  | TEX-0310 | 7070-0310 | ELLIS | NW1/4SEC5-T19N-R23WIM | 36.1522 | -99.6679 | WEST TEXAS GAS | ACTIVE
|  |  | TEX-0320 | 7070-0320 | HARPER | SE1/4SEC14-T3N-R22ECM | 36.7212 | -100.6509 | WEST TEXAS GAS | ACTIVE
|  |  | TEX-0330 | 7070-0330 | HARPER | NW1/4SEC24-T28N-R26WIM | 36.896 | -99.9624 | WEST TEXAS GAS | ACTIVE
|  |  | TEX-0340 | 7070-0340 | WOODWARD | NW1/4SEC2-T21N-R19WIM | 36.3295 | -99.1986 | WEST TEXAS GAS | INACTIVE
|  |  | TEX-0350 | 7070-0350 | BEAVER | NW1/4SEC33-T1N-R27ECM | 36.5143 | -100.1604 | WEST TEXAS GAS | ACTIVE
|  |  | TEX-0360 | 7070-0360 | DEWEY | SE1/4SEC19-T19N-R19WIM | 36.1039 | -99.2626 | WEST TEXAS GAS | ACTIVE
|  |  | TEX-0370 | 7070-0370 | ELLIS | NE1/4SEC5-T19N-R23WIM | 36.1522 | -99.6679 | WEST TEXAS GAS | ACTIVE
|  |  | TEX-0380 | 7070-0380 | ELLIS | SW1/4SEC17-T23N-R25WIM | 36.4656 | -99.91 | WEST TEXAS GAS | Inactive
|  |  | TEX-0390 | 7070-0390 | HARPER | NW1/4SEC23-T29N-R22WIM | 36.9821 | -99.5566 | WEST TEXAS GAS | ACTIVE
|  |  | TEX-0400 | 7070-0410 | BEAVER | SE1/4SEC4-T3N-R23ECM | 36.7504 | -100.579 | WEST TEXAS GAS | ACTIVE
|  |  | TEX-0410 | 7070-0420 | ELLIS | SE1/4SEC15-T20N-R26WIM | 36.2028 | -99.9599 | WEST TEXAS GAS | ACTIVE
|  |  | TEX-0420 | 7070-0430 | ELLIS | NW1/4SEC6-T20N-R25WIM | 36.2462 | -99.9097 | WEST TEXAS GAS | ACTIVE
|  |  | TEX-0430 | 7070-0440 | BEAVER | SE1/4SEC8-T2N-R24ECM | 36.6501 | -100.4913 | WEST TEXAS GAS | ACTIVE
|  |  | TEX-0440 | 7070-0460 | BEAVER | SE1/4SEC3-T3N-R22ECM | 36.7212 | -100.6509 | WEST TEXAS GAS | ACTIVE
|  |  | TEX-0450 | 7070-0450 | BEAVER | NE1/4SEC8-T2N-R24ECM | 36.6561 | -100.4943 | WEST TEXAS GAS | ACTIVE
|  |  | TEX-0460 | 7070-0470 | ELLIS | NW1/4SEC26-T24N-R26WIM | 36.5368 | -99.9606 | WEST TEXAS GAS | ACTIVE
|  |  | TEX-0470 | 7070-0480 | BEAVER | NW1/4SEC35-T2N-R24ECM | 36.5947 | -100.4492 | WEST TEXAS GAS | ACTIVE
|  |  | TEX-0480 | 7070-0490 | ELLIS | SW1/4SEC-23-T24N-R26ECM | 36.5407 | -99.9597 | WEST TEXAS GAS | ACTIVE
|  |  | TEX-0490 | 7070-0500 | DEWEY | SE1/4SEC2-T19N-R19WIM | 36.1513 | -99.1864 | WEST TEXAS GAS | ACTIVE
|  |  | TEX-0500 | 7070-0510 | WOODWARD | NW1/4SEC26-T22N-R20WIM | 36.1819 | -99.3083 | WEST TEXAS GAS | ACTIVE
|  |  | TEX-0510 | 7070-0520 | BEAVER | NE1/4SEC35-T1N-R23ECM | 36.5147 | -100.5409 | WEST TEXAS GAS | ACTIVE
|  |  | TEX-0520 | 7070-0530 | HARPER | NW1/4SEC19-T29N-R21WIM | 36.981 | -99.5202 | WEST TEXAS GAS | ACTIVE
|  |  | TEX-0530 | 7070-0540 | BEAVER | NE1/4SEC35-T5N-R22ECM | 36.8619 | -100.6459 | WEST TEXAS GAS | ACTIVE
|  |  | TEX-0540 | 7070-0550 | DEWEY | NW1/4SEC29-T19N-R19WIM | 36.094 | -99.2572 | WEST TEXAS GAS | ACTIVE
|  |  | TEX-0550 | 7070-0560 | BEAVER | SE1/4SEC5-T1N-R26ECM | 36.5791 | -100.2716 | WEST TEXAS GAS | ACTIVE
|  |  | TEX-0560 | 7070-0570 | BEAVER | SW1/4SEC30-T5N-R24ECM | 36.776 | -100.5201 | WEST TEXAS GAS | ACTIVE
|  |  | TEX-0570 | 7070-0580 | DEWEY | SW1/4SEC33-T20N-R19WIM | 36.1598 | -99.222 | WEST TEXAS GAS | ACTIVE
|  |  | TEX-0580 | 7070-0590 | WOODWARD | NW1/4SEC8-T21N-R19WIM | 36.2864 | -99.3836 | WEST TEXAS GAS | INACTIVE
|  |  | TEX-0590 | 7070-0600 | WOODWARD | NE1/4SEC35-T20N-R20WIM | 36.1738 | -99.2954 | WEST TEXAS GAS | ACTIVE
|  |  | TEX-0600 | 7070-0610 | BEAVER | SE1/4SEC17-T2N-R22ECM | 36.6311 | -100.7094 | WEST TEXAS GAS | ACTIVE
|  |  | TEX-0610 | 7070-0620 | ELLIS | SW1/4SEC17-T23N-R25WIM | 36.4656 | -99.91 | WEST TEXAS GAS | Inactive
|  |  | TEX-0620 | 7070-0630 | WOODWARD | SW1/4SEC14-T22N-R22WIM | 36.3802 | -99.5339 | WEST TEXAS GAS | ACTIVE
|  |  | TEX-0630 | 7070-0640 | BEAVER | NE1/4SEC21-T4N-R22ECM | 36.8032 | -100.5856 | WEST TEXAS GAS | ACTIVE
|  |  | TEX-0640 | 7070-0650 | BEAVER | NE1/4SEC22-T25N-R25WIM | 36.6311 | -99.8792 | WEST TEXAS GAS | ACTIVE
|  |  | TEX-0650 | 7070-0660 | BEAVER | NW1/4SEC29-T4N-R24ECM | 36.7846 | -100.506 | WEST TEXAS GAS | ACTIVE
|  |  | TEX-0660 | 7070-0670 | HARPER | SW1/4SEC14-T28N-R26WIM | 36.9012 | -99.974 | WEST TEXAS GAS | ACTIVE
|  |  | TEX-0670 | 7070-0680 | WOODWARD | NW1/4SEC31-T20N-R19WIM | 36.1722 | -99.2749 | WEST TEXAS GAS | ACTIVE
|  |  | TEX-0680 | 7070-0690 | ELLIS | NW1/4SEC19-T20N-R25WIM | 36.1985 | -99.9119 | WEST TEXAS GAS | INACTIVE
|  |  | TEX-0690 | 7070-0700 | WOODWARD | NW1/4SEC15-T23N-R21WIM | 36.476 | -99.4386 | WEST TEXAS GAS | ACTIVE
|  |  | TEX-0700 | 7070-0710 | WOODWARD | NW1/4SEC15-T23N-R21WIM | 36.476 | -99.4386 | WEST TEXAS GAS | ACTIVE
|  |  | TEX-0710 | 7070-0720 | BEAVER | SE1/4SEC17-T2N-R24ECM | 36.6331 | -100.4965 | WEST TEXAS GAS | ACTIVE
|  |  | TEX-0720 | 7070-0730 | WOODWARD | NW1/4SEC23-T23N-R21WIM | 36.4636 | -99.4197 | WEST TEXAS GAS | ACTIVE
|  |  | TEX-0730 | 7070-0740 | DEWEY | NE1/4SEC29-T19N-R19WIM | 36.1011 | -99.2615 | WEST TEXAS GAS | ACTIVE
|  |  | TEX-0740 | 7070-0750 | DEWEY | NE1/4SEC3-T19N-R19WIM | 36.1567 | -99.2124 | WEST TEXAS GAS | ACTIVE
|  |  | TEX-0750 | 7070-0760 | DEWEY | SW1/4SEC1-T19N-R19WIM | 36.1511 | -99.1861 | WEST TEXAS GAS | INACTIVE
|  |  | TEX-0760 | 7070-0770 | DEWEY | SE1/4SEC1-T19N-R19WIM | 36.1471 | -99.1739 | WEST TEXAS GAS | INACTIVE
|  |  | TEX-0770 | 7070-0780 | ELLIS | SW1/4SEC18-T20N-R25WIM | 36.2085 | -99.9118 | WEST TEXAS GAS | INACTIVE
|  |  | TEX-0780 | 7070-0790 | ELLIS | SE1/4SEC15-T20N-R26WIM | 36.2027 | -99.9599 | WEST TEXAS GAS | ACTIVE
|  |  | TEX-0790 | 7070-0800 | ELLIS | SW1/4SEC32-T21N-R25WIM | 36.2501 | -99.9091 | WEST TEXAS GAS | ACTIVE
|  |  | TEX-0800 | 7070-0820 | HARPER | SW1/4SEC19-T29N-R22WIM | 36.973 | -99.1233 | WEST TEXAS GAS | ACTIVE
|  |  | TEX-0810 | 7070-0830 | BEAVER | SW1/4SEC24-T3N-R23ECM | 36.6454 | -100.5402 | WEST TEXAS GAS | INACTIVE
|  |  | TEX-0820 | 7070-0840 | WOODWARD | NW1/4SEC34-T24N-R21WIM | 36.52 | -99.4403 | WEST TEXAS GAS | ACTIVE
|  |  | TEX-0830 | 7070-0850 | BEAVER | NE1/4SEC8-T1N-R27ECM | 36.5981 | -100.2618 | WEST TEXAS GAS | Inactive
|  |  | TEX-0840 | 7070-0860 | WOODWARD | SE1/4SEC33-T20N-R20WIM | 36.1642 | -99.33 | WEST TEXAS GAS | ACTIVE
|  |  | TEX-0850 | 7070-0870 | BEAVER | NW1/4SEC17-T1N-R27ECM | 36.5543 | -100.1812 | WEST TEXAS GAS | ACTIVE
|  |  | TEX-0860 | 7070-0880 | BEAVER | SW1/4SEC28-T2N-R25ECM | 36.6056 | -100.3793 | WEST TEXAS GAS | ACTIVE
|  |  | TEX-0870 | 7070-0890 | BEAVER | NW1/4SEC15-T3N-R23ECM | 36.728 | -100.5763 | WEST TEXAS GAS | ACTIVE
|  |  | TEX-0880 | 7070-0900 | BEAVER | NW1/4SEC24-T1N-R24ECM | 36.5433 | -100.4239 | WEST TEXAS GAS | INACTIVE
|  |  | TEX-0890 | 7070-0910 | HARPER | NE1/4SEC19-T29N-R21WIM | 36.9807 | -99.507 | WEST TEXAS GAS | ACTIVE
|  |  | TEX-0900 | 7070-0920 | BEAVER | NW1/4SECT5-T5N-R28ECM | 36.9297 | -100.0756 | WEST TEXAS GAS | ACTIVE
|  |  | TEX-0910 | 7070-0930 | HARPER | SW1/4SEC29-T25N-R25WIM | 36.6121 | -100.909 | WEST TEXAS GAS | ACTIVE
|  |  | TEX-0920 | 7070-0940 | BEAVER | SE1/4SEC11-T2N-R23ECM | 36.6465 | -100.5414 | WEST TEXAS GAS | Inactive
|  |  | TEX-0930 | 7070-0990 | BEAVER | SE1/4SEC9-T3N-R23ECM | 36.7418 | -100.5838 | WEST TEXAS GAS | ACTIVE
|  |  | TEX-0940 | 7070-1000 | HARPER | NW1/4SEC16-T29N-R22WIM | 36.9998 | -99.5868 | WEST TEXAS GAS | ACTIVE
|  |  | TEX-0950 | 7070-1010 | BEAVER | NE1/4SEC13-T4N-R23ECM | 36.8159 | -100.6398 | WEST TEXAS GAS | ACTIVE
|  |  | TEX-0960 | 7070-1020 | HARPER | SW1/4SEC35-T29N-R26WIM | 36.9492 | -99.9854 | WEST TEXAS GAS | ACTIVE
|  |  | TEX-0970 | 7070-1030 | HARPER | SW1/4SEC20-T28N-R25WIM | 36.887 | -99.9199 | WEST TEXAS GAS | ACTIVE
|  |  | TEX-0980 | 7070-1040 | HARPER | SW1/4SEC12-T27N-R26WIM | 36.8298 | -99.9587 | WEST TEXAS GAS | ACTIVE
|  |  | TEX-0990 | 7070-1050 | ELLIS | NE1/4SEC24-T22N-R25WIM | 36.3771 | -99.8282 | WEST TEXAS GAS | INACTIVE
|  |  | TEX-1000 | 7070-1060 | ELLIS | SE1/4SEC32-T21N-R24WIM | 36.2508 | -99.7847 | WEST TEXAS GAS | ACTIVE
|  |  | TEX-1010 | 7070-1070 | HARPER | NW1/4SEC32-T29N-R25WIM | 36.9541 | -99.9321 | WEST TEXAS GAS | ACTIVE
|  |  | TEX-1020 | 7070-1080 | BEAVER | NE1/4SEC13-T3N-R23ECM | 36.7298 | -100.5236 | WEST TEXAS GAS | ACTIVE
|  |  | TEX-1030 | 7070-1100 | WOODWARD | SW1/4SEC3-T21N-R19ECM | 36.3209 | -99.2285 | WEST TEXAS GAS | Inactive
|  |  | TEX-1040 | 7070-1110 | ELLIS | SW1/4SEC25-T22N-R23WIM | 36.3532 | -99.6145 | WEST TEXAS GAS | ACTIVE
|  |  | TEX-1050 | 7070-1120 | ELLIS | SW1/4SEC29-T21N-R25WIM | 36.2682 | -99.9061 | WEST TEXAS GAS | ACTIVE
|  |  | TEX-1060 | 7070-1130 | HARPER | SE1/4SEC21-T25N-R28WIM | 36.8853 | -99.8995 | WEST TEXAS GAS | ACTIVE
|  |  | TEX-1070 | 7070-1140 | BEAVER | NW1/4SEC3-T1N-R24ECM | 36.5146 | -100.478 | WEST TEXAS GAS | ACTIVE
|  |  | TEX-1080 | 7070-1150 | BEAVER | NE1/4SEC28-T1N-R24ECM | 36.5276 | -100.4713 | WEST TEXAS GAS | ACTIVE
|  |  | TEX-1090 | 7070-1160 | BEAVER | NW1/4SEC27-T6N-R28ECM | 36.9582 | -100.0385 | WEST TEXAS GAS | INACTIVE
|  |  | TEX-1100 | 7070-1170 | BEAVER | SW1/4SEC23-T2N-R27ECM | 36.6213 | -100.1209 | WEST TEXAS GAS | ACTIVE
|  |  | TEX-1110 | 7070-1180 | BEAVER | NW1/4SEC36-T2N-R24ECM | 36.5984 | -100.4312 | WEST TEXAS GAS | ACTIVE
|  |  | TEX-1120 | 7070-1190 | BEAVER | SW1/4SEC28-T1N-R24ECM | 36.5148 | -100.4778 | WEST TEXAS GAS | ACTIVE
|  |  | TEX-1130 | 7070-1200 | BEAVER | NE1/4SEC8-T4N-R27ECM | 36.8302 | -100.1638 | WEST TEXAS GAS | ACTIVE
|  |  | TEX-1140 | 7070-1210 | BEAVER | NE1/4SEC8-T4N-R27ECM | 36.8302 | -100.1638 | WEST TEXAS GAS | ACTIVE
|  |  | TEX-1150 | 7070-1220 | HARPER | NW1/4SEC35-T29N-R26WIM | 36.9519 | -99.9807 | WEST TEXAS GAS | ACTIVE
|  |  | TEX-1160 | 7070-1230 | BEAVER | SE1/4SEC2-T5N-R28ECM | 36.9268 | -100.0035 | WEST TEXAS GAS | ACTIVE
|  |  | TEX-1170 | 7070-1240 | BEAVER | E1/4SEC34-T1N-R23ECM | 36.5005 | -100.5586 | WEST TEXAS GAS | ACTIVE
|  |  | TEX-1180 | 7070-1250 | BEAVER | NE1/4SEC15-T6N-R28ECM | 36.9823 | -100.0247 | WEST TEXAS GAS | INACTIVE
|  |  | TEX-1190 | 7070-1260 | BEAVER | NW1/4SEC-15-T5N-R28ECM | 36.9013 | -100.0306 | WEST TEXAS GAS | ACTIVE
|  |  | TEX-1200 | 7070-1270 | BEAVER | NW1/4SEC24-T5N-R27ECM | 36.8918 | -100.0975 | WEST TEXAS GAS | INACTIVE
|  |  | TEX-1210 | 7070-1280 | BEAVER | SW1/4SEC24-T3N-R25ECM | 36.7071 | -100.3233 | WEST TEXAS GAS | INACTIVE
|  |  | TEX-1220 | 7070-1290 | BEAVER | NE1/4SEC19-T2N-R25ECM | 36.6307 | -100.4056 | WEST TEXAS GAS | INACTIVE
|  |  | TEX-1230 | 7070-1300 | BEAVER | SE1/4SEC18-T2N-R25ECM | 36.6339 | -100.3983 | WEST TEXAS GAS | ACTIVE
|  |  | TEX-1240 | 7070-1310 | BEAVER | SW1/4SEC35-T3N-R25ECM | 36.6813 | -100.3438 | WEST TEXAS GAS | ACTIVE
|  |  | TEX-1250 | 7070-1320 | TEXAS | SW1/4SEC-20-T3N-R17ECM | 36.7057 | -101.2514 | WEST TEXAS GAS | INACTIVE
|  |  | TEX-1270 | 7070-1340 | WOODWARD | SE1/4SEC16-T21N-R22WIM | 36.2941 | -99.5553 | WEST TEXAS GAS | ACTIVE
|  |  | TEX-1280 | 7070-1350 | WOODWARD | SE1/4SEC9-T21N-R22WIM | 36.3086 | -99.5519 | WEST TEXAS GAS | INACTIVE
|  |  | TEX-1330 | 7070-1400 | BEAVER | NW1/4SEC7-T1N-R22ECM | 36.5678 | -100.7298 | WEST TEXAS GAS | ACTIVE
|  |  | TEX-1340 | 7070-1410 | BEAVER | NE1/4SEC28-T2N-R21ECM | 36.614 | -100.7972 | WEST TEXAS GAS | ACTIVE
|  |  | TEX-1350 | 7070-1420 | ELLIS | SE1/4SEC30-T21N-R25WIM | 36.2641 | -100.9157 | WEST TEXAS GAS | ACTIVE
|  |  | TEX-1360 | 7070-1430 | BEAVER | NW1/4SEC33-T1N-R23ECM | 36.588 | -100.588 | WEST TEXAS GAS | ACTIVE
|  |  | TEX-1370 | 7070-1440 | BEAVER | SE1/4SEC5-T1N-R21ECM | 36.5728 | -100.8117 | WEST TEXAS GAS | ACTIVE
|  |  | TEX-1380 | 7070-1450 | BEAVER | NW1/4SEC26-T2N-R21ECM | 36.6159 | -100.7656 | WEST TEXAS GAS | ACTIVE
|  |  | TEX-1390 | 7070-1470 | BEAVER | SE1/4SEC34-T5N-R28ECM | 36.8531 | -100.0292 | WEST TEXAS GAS | INACTIVE
|  |  | TEX-1400 | 7070-2670 | TEXAS | SW1/4SEC26-T6N-R18ECM | 36.9531 | -101.0897 | WEST TEXAS GAS | ACTIVE
|  |  | TEX-1410 | 7070-2680 | TEXAS | SW1/4SEC26-T6N-R18ECM | 36.9531 | -101.0897 | WEST TEXAS GAS | ACTIVE
|  |  | TEX-1420 | 7070-2690 | TEXAS | SW1/4SEC26-T6N-R18ECM | 36.956 | -101.0897 | WEST TEXAS GAS | ACTIVE
|  |  | TEX-1430 | 7070-2700 | TEXAS | NE1/4SEC3-T5N-R18ECM | 36.9354 | -101.09 | WEST TEXAS GAS | ACTIVE
|  |  | TEX-1440 | 7070-2710 | TEXAS | SW1/4SEC26-T6N-R18ECM | 36.956 | -101.0897 | WEST TEXAS GAS | ACTIVE
|  |  | TEX-1450 | 7070-2720 | BEAVER | NE1/4SEC24-T3N-R23ECM | 36.7158 | -100.5246 | WEST TEXAS GAS | ACTIVE
|  |  | TEX-1460 | 7070-2790 | HARPER | NE1/4SEC32-T28N-R25WIM | 36.8682 | -99.9118 | WEST TEXAS GAS | ACTIVE
|  |  | TEX-1470 | 7070-2800 | BEAVER | NW1/4SEC10-T6N-R28ECM | 37 | -100.0253 | WEST TEXAS GAS | ACTIVE
|  |  | TEX-1480 | 7070-2820 | BEAVER | NW1/4SEC22-T3N-R28ECM | 36.7137 | -100.0291 | WEST TEXAS GAS | ACTIVE
|  |  | TEX-1490 | 7070-2830 | ELLIS | SE1/4SEC5-T22N-R23WIM | 36.4062 | -99.68 | WEST TEXAS GAS | ACTIVE
|  |  | TEX-1500 | 7070-2840 | BEAVER | NW1/4SEC15-T5N-R22ECM | 36.9003 | -100.6677 | WEST TEXAS GAS | ACTIVE
|  |  | STRAT-0010 | 7080-0850 | CIMARRON | S.W.C section 31 T-1 R-8 | 36.5016 | -102.245 | WEST TEXAS GAS | Active
|  |  | STRAT-0020 | 7080-0860 | CIMARRON | section 30 T-3 R-6 | 36.69 | -102.4597 | WEST TEXAS GAS | Inactive
|  |  | STRAT-0030 | 7080-0870 | CIMARRON | section 30 T-3 R-6 | 36.6942 | -102.4632 | WEST TEXAS GAS | Active
|  |  | STRAT-0040 | 7080-0880 | CIMARRON | section 30 T-3 R-6 | 36.6956 | -102.4644 | WEST TEXAS GAS | Active